## BoQ1 (hidden)
Percentage BoQ
BoQ_Ver3.0 | Percentage | Normal | INR Only | INR
Select, At Par, Excess (+), Less (-) |  | IOCL
Tender Inviting Authority: The Additional Chief Engineer, W.B.P.H&.I.D.Corpn. Ltd.
Name of Work: Construction of Model Rural Police Station along with Barrack and Canteen at Beliabara in Jhargram District.
Contract No: WBPHIDCL/ACE/NIT- 102(e)/2018-2019 (3rd Call) Sl. No.1
Bidder Name :
PRICE SCHEDULE (This BOQ template must not be modified/replaced by the bidder and the same should be uploaded after filling the relevent columns, else the bidder is liable to be rejected for this tender. Bidders are allowed to enter the Bidder Name and Values only )
NUMBER # | TEXT # | TEXT # | NUMBER # | TEXT # | NUMBER | NUMBER | TEXT | TEXT # | NUMBER # | TEXT# | TEXT # | NUMBER # | NUMBER | NUMBER | NUMBER | NUMBER | TEXT | TEXT | NUMBER | NUMBER | NUMBER | NUMBER | TEXT | TEXT | NUMBER | NUMBER | NUMBER | NUMBER | TEXT | TEXT | NUMBER | NUMBER | NUMBER | NUMBER | TEXT | TEXT | NUMBER | NUMBER | NUMBER | NUMBER | TEXT | TEXT | NUMBER | NUMBER | NUMBER # | NUMBER # | TEXT | TEXT | NUMBER # | NUMBER # | DATE | NUMBER # | NUMBER # | TEXT #
Sl. No. | Item Description | Item Code / Make | Quantity | Units | Estimated Rate |  |  | Addition / Deduction | Addition / Deduction Values | Currency Convertion against each Item | Quoted Currency in INR / Other Currency | BASIC RATE In Figures To be entered by the Bidder Rs. P | Excise Duty | VAT | Freight Charges ( Unloading & Stacking) | Any Other Taxes/Duties/Levies |  |  | Other Taxes 2 | IIIrd Party i.e DGS&D / RITES etc Inspection Charges @0.34%+Service Tax | Less for Cenvat Credit,if any respect of Supplies Under full Excise Duty Category | [30 empty] | TOTAL AMOUNT With Taxes | TOTAL AMOUNT With Taxes | TOTAL AMOUNT In Words
1 | 2 | 3 | 4 | 5 | 6 | 7 | 8 | 9 | 10 | 11 | 12 | 13 | 14 | 15 | 16 | 17 | 18 | 19 | 20 | 21 | 22 | 23 | 24 | 25 | 26 | 27 | 28 | 29 | 30 | 31 | 32 | 33 | 34 | 35 | 36 | 37 | 38 | 39 | 40 | 41 | 42 | 43 | 44 | 45 | 46 | 47 | 48 | 49 | 50 | 51 | 52 | 53 | 54 | 55
1 | Civil works | BI01010001010000000000000515BI0100001112 | [56 empty] | 1 | Construction of chamber for 100mm sluices valve | item1 | 10 | 1 Nos
2 | Surface Dressing of the ground in any kind of soil including removing vegetation inequalities not exceeding 15 cm depth and disposal of the rubbish within a lead upto 75 m as directed. | BI01010001010000000000000515BI0100001113 | 668.208 | Sq.m | 11.31 |  |  | Excess(+) | 1 | Full Conversion | INR | [40 empty] | 7557.43 | 7557.43 | INR Seven Thousand Five Hundred & Fifty Seven and Paise Forty Three Only |  |  |  |  | 2 | Construction of chamber for 100mm sluices valve | item3 | 10 | Nos
3 | Earth work in excavation of foundation trenches of drains, in all sorts of soil (including mixed soil but excluding laterite or sandstone) including removing spreading or stacking the spoils with in a lead of 75m. As directed. The item includes necessary trim-ming the sides of trenches, levelling, dressing and ramming the bottom, bailing out water etc. as required complete. (a) Depth of excavation not execeeding 1,500 mm | BI01010001010000000000000515BI0100001114 | 620.834 | Cum | 134.92 |  |  | Excess(+) | 1 | Full Conversion | INR | [40 empty] | 83762.92 | 83762.92 | INR Eighty Three Thousand Seven Hundred & Sixty Two and Paise Ninety Two Only |  |  |  |  | 2 | Construction of chamber for 100mm sluices valve | item3 | 10 | Nos
4 | Earth work in excavation of foundation trenches of drains, in all sorts of soil (including mixed soil but excluding laterite or sandstone) including removing spreading or stacking the spoils with in a lead of 75m. As directed. The item includes necessary trim-ming the sides of trenches, levelling, dressing and ramming the bottom, bailing out water etc. as required complete. Depth of excavation for additional depth beyond 1,500 mm. and upto 3,000 mm. but not requiring shoring. | BI01010001010000000000000515BI0100001115 | 265.375 | CuM. | 217.62 |  |  | Excess(+) | 1 | Full Conversion | INR | [40 empty] | 57750.91 | 57750.91 | INR Fifty Seven Thousand Seven Hundred & Fifty and Paise Ninety One Only |  |  |  |  | 2 | Construction of chamber for 100mm sluices valve | item3 | 10 | Nos
5 | Earth work in excavation of foundation trenches of drains, in all sorts of soil (including mixed soil but excluding laterite or sandstone) including removing spreading or stacking the spoils with in a lead of 75m. As directed. The item includes necessary trim-ming the sides of trenches, levelling, dressing and ramming the bottom, bailing out water etc. as required complete. d) Add extra for excavation in morum soil | BI01010001010000000000000515BI0100001116 | 265.375 | CuM. | 23.55 |  |  | Excess(+) | 1 | Full Conversion | INR | [40 empty] | 6249.58 | 6249.58 | INR Six Thousand Two Hundred & Forty Nine and Paise Fifty Eight Only |  |  |  |  | 3 | Supplying, Conveying and fixing spls. Including ea | item4 | 10 | Nos
6 | Earth work in filling in foundation trenches or plinth with good earth, in layers not exceeding 150 mm. including watering and ramming etc. layer by layer complete. (Payment to be made on the basis of measurement of finished quantity of work) (a) With earth obtained from excavation of foundation. | BI01010001010000000000000515BI0100001117 | 329.37 | Cum | 87.71 |  |  | Excess(+) | 1 | Full Conversion | INR | [40 empty] | 28889.04 | 28889.04 | INR Twenty Eight Thousand Eight Hundred & Eighty Nine and Paise Four Only |  |  |  |  | 1.01 | Supplying, Conveying and fixing spls. Including eart | item1 | 123.223 | Nos
7 | (A) Filling in foundation or plinth by silver sand in layers not xceeding 150 mm as directed and consolidating the same by thorough saturation with water, ramming complete including the cost of supply of sand. (payment to be made on measurement of finished quantity) | BI01010001010000000000000515BI0100001118 | 149.506 | Cum | 424.44 |  |  | Excess(+) | 1 | Full Conversion | INR | [40 empty] | 63456.33 | 63456.33 | INR Sixty Three Thousand Four Hundred & Fifty Six and Paise Thirty Three Only |  |  |  |  | 1.02 | Construction of chamber for 100mm sluice plates | item2 | 213 | Nos
8 | Pre-Constructional Anti-termite measures: (a) Anti termite treatment to bottom surface ( in case of masonry foundation and basements) and the sides (upto a height of 300 mm. from bottom) of the excavation trenches with chemical emulsion by admixing chloropyrofos emulsifiable concentrates (1% concentration) with water by weight at the rate of 5 Litres per sq. m. area. The work shall be carried out as per specification described in 6.2.1. of code IS- 6313 (part -II) 1981. (Mode of measurment will be the plan area of foundation treated.) | BI01010001010000000000000515BI0100001119 | 572.654 | Sq.M. | 106.33 |  |  | Excess(+) | 1 | Full Conversion | INR | [40 empty] | 60890.3 | 60890.3 | INR Sixty Thousand Eight Hundred & Ninety and Paise Thirty Only |  |  |  |  | 2 | Construction of chamber for 100mm sluices valve | item3 | 10 | Nos
9 | (c) Anti termite treatment to the top surface of the consolidated earth within plinth walls with chemical emulsion by admixing chloropyrofos emulsifiable concentrates (1% concentration) with water by weight at the rate of 5 Litres per sq. m. of the surface before sand bed or sub-grade is laid. Holes upto 50 mm. to 75 mm. deep at 150 mm. centre to centre both ways shall be made with 12 mm, diameter mild steel rod on the surface to facilitate saturation of the soil with the chemical emulsion. The work shall be carried out as per specification described in para 6.4 of code IS-6313 (part -II) 1981. ( Mode of measurment will be per Sq.m of plan area of plinth treated.) | BI01010001010000000000000515BI0100001120 | 670.9 | Sq.M. | 124.43 |  |  | Excess(+) | 1 | Full Conversion | INR | [40 empty] | 83480.09 | 83480.09 | INR Eighty Three Thousand Four Hundred & Eighty and Paise Nine Only |  |  |  |  | 2 | Construction of chamber for 100mm sluices valve | item3 | 10 | Nos
10 | Single Brick Flat Soling of picked jhama bricks including ramming and dressing bed to proper level and filling joints with local sand. | BI01010001010000000000000515BI0100001121 | 1026.02 | Sq.M. | 389.13 |  |  | Excess(+) | 1 | Full Conversion | INR | [40 empty] | 399255.16 | 399255.16 | INR Three Lakh Ninety Nine Thousand Two Hundred & Fifty Five and Paise Sixteen Only |  |  |  |  | 2 | Construction of chamber for 100mm sluices valve | item3 | 10 | Nos
11 | Controlled Cement concrete with well graded stone chips (20 mm nominal size) excluding shuttering and reinforcement with complete design of concrete as per IS : 456 and relevant special publications, submission of job mix formula after preliminary mix design after testing of concrete cubes as per direction of Engineer-in charge. Consumption of cement will not be less than 300 Kg of cement with Super plasticiser per cubic meter of controlled concrete but actual consumption will be determined on the basis of preliminary test and job mix foumula. In ground floor and foundation.[using concrete mixture] (b) M 25 Grade. N.B. Variety (Stone Metal) GROUND FLOOR | BI01010001010000000000000515BI0100001122 | 365.08 | Cu.M. | 7683.21 |  |  | Excess(+) | 1 | Full Conversion | INR | [40 empty] | 2804986.31 | 2804986.31 | INR Twenty Eight Lakh Four Thousand Nine Hundred & Eighty Six and Paise Thirty One Only |  |  |  |  | 2 | Construction of chamber for 100mm sluices valve | item3 | 10 | Nos
12 | Controlled Cement concrete with well graded stone chips (20 mm nominal size) excluding shuttering and reinforcement with complete design of concrete as per IS : 456 and relevant special publications, submission of job mix formula after preliminary mix design after testing of concrete cubes as per direction of Engineer-in charge. Consumption of cement will not be less than 300 Kg of cement with Super plasticiser per cubic meter of controlled concrete but actual consumption will be determined on the basis of preliminary test and job mix foumula. In ground floor and foundation.[using concrete mixture] (b) M 25 Grade. N.B. Variety (Stone Metal) FIRST FLOOR | BI01010001010000000000000515BI0100001123 | 112.078 | Cu.M. | 7790.68 |  |  | Excess(+) | 1 | Full Conversion | INR | [40 empty] | 873163.83 | 873163.83 | INR Eight Lakh Seventy Three Thousand One Hundred & Sixty Three and Paise Eighty Three Only |  |  |  |  | 2 | Construction of chamber for 100mm sluices valve | item3 | 10 | Nos
13 | Controlled Cement concrete with well graded stone chips (20 mm nominal size) excluding shuttering and reinforcement with complete design of concrete as per IS : 456 and relevant special publications, submission of job mix formula after preliminary mix design after testing of concrete cubes as per direction of Engineer-in charge. Consumption of cement will not be less than 300 Kg of cement with Super plasticiser per cubic meter of controlled concrete but actual consumption will be determined on the basis of preliminary test and job mix foumula. In ground floor and foundation.[using concrete mixture] (b) M 25 Grade. N.B. Variety (Stone Metal) SECOND FLOOR | BI01010001010000000000000515BI0100001124 | 44.885 | Cu.M. | 7898.14 |  |  | Excess(+) | 1 | Full Conversion | INR | [40 empty] | 354508.01 | 354508.01 | INR Three Lakh Fifty Four Thousand Five Hundred & Eight and Paise One Only |  |  |  |  | 3 | Supplying, Conveying and fixing spls. Including ea | item4 | 10 | Nos
14 | Controlled Cement concrete with well graded stone chips (20 mm nominal size) excluding shuttering and reinforcement with complete design of concrete as per IS : 456 and relevant special publications, submission of job mix formula after preliminary mix design after testing of concrete cubes as per direction of Engineer-in charge. Consumption of cement will not be less than 300 Kg of cement with Super plasticiser per cubic meter of controlled concrete but actual consumption will be determined on the basis of preliminary test and job mix foumula. In ground floor and foundation.[using concrete mixture] (b) M 25 Grade. N.B. Variety (Stone Metal) THIRD FLOOR | BI01010001010000000000000515BI0100001125 | 4.04 | Cu.M. | 8005.6 |  |  | Excess(+) | 1 | Full Conversion | INR | [40 empty] | 32342.62 | 32342.62 | INR Thirty Two Thousand Three Hundred & Forty Two and Paise Sixty Two Only |  |  |  |  | 3 | Supplying, Conveying and fixing spls. Including ea | item4 | 10 | Nos
15 | Ordinary Cement concrete (mix 1:2:4) with graded stone chips (20 mm nominal size) excluding shuttering and reinforcement,if any, in ground floor as per relevant IS codes. a) Pakur Variety | BI01010001010000000000000515BI0100001126 | 86.137 | Cu.M. | 6488.54 |  |  | Excess(+) | 1 | Full Conversion | INR | [40 empty] | 558903.37 | 558903.37 | INR Five Lakh Fifty Eight Thousand Nine Hundred & Three and Paise Thirty Seven Only |  |  |  |  | 3 | Supplying, Conveying and fixing spls. Including ea | item4 | 10 | Nos
16 | Hire and labour charges for shuttering with centreing and necessary staging up to 4m using approved stout props thick hard wood planks of approved thickness with required bracing for concrete slabs, beams, columns, linteles curved or straight including fitting, fixing and striking out after complition of works upto roof of GF a) 25mm to 30mm thick wooden shuttering as per decision and direction of E.I.C. Steel shuttering or 9 to 12 mm thick approved quality ply board shuttering in any concrete work FOUNDATION & GROUND FLOOR | BI01010001010000000000000515BI0100001127 | 2555.561 | Sq.m | 403.84 |  |  | Excess(+) | 1 | Full Conversion | INR | [40 empty] | 1032037.75 | 1032037.75 | INR Ten Lakh Thirty Two Thousand &Thirty Seven and Paise Seventy Five Only |  |  |  |  | 1.01 | Supplying, Conveying and fixing spls. Including eart | item1 | 123.223 | Nos
17 | Hire and labour charges for shuttering with centreing and necessary staging up to 4m using approved stout props thick hard wood planks of approved thickness with required bracing for concrete slabs, beams, columns, linteles curved or straight including fitting, fixing and striking out after complition of works upto roof of GF a) 25mm to 30mm thick wooden shuttering as per decision and direction of E.I.C. Steel shuttering or 9 to 12 mm thick approved quality ply board shuttering in any concrete work FIRST FLOOR | BI01010001010000000000000515BI0100001128 | 784.544 | Sq.m | 424.2 |  |  | Excess(+) | 1 | Full Conversion | INR | [40 empty] | 332803.56 | 332803.56 | INR Three Lakh Thirty Two Thousand Eight Hundred & Three and Paise Fifty Six Only |  |  |  |  | 1.01 | Supplying, Conveying and fixing spls. Including eart | item1 | 123.223 | Nos
18 | Hire and labour charges for shuttering with centreing and necessary staging up to 4m using approved stout props thick hard wood planks of approved thickness with required bracing for concrete slabs, beams, columns, linteles curved or straight including fitting, fixing and striking out after complition of works upto roof of GF a) 25mm to 30mm thick wooden shuttering as per decision and direction of E.I.C. Steel shuttering or 9 to 12 mm thick approved quality ply board shuttering in any concrete work SECOND FLOOR | BI01010001010000000000000515BI0100001129 | 314.192 | Sq.m | 444.56 |  |  | Excess(+) | 1 | Full Conversion | INR | [40 empty] | 139677.2 | 139677.2 | INR One Lakh Thirty Nine Thousand Six Hundred & Seventy Seven and Paise Twenty Only
19 | Hire and labour charges for shuttering with centreing and necessary staging up to 4m using approved stout props thick hard wood planks of approved thickness with required bracing for concrete slabs, beams, columns, linteles curved or straight including fitting, fixing and striking out after complition of works upto roof of GF a) 25mm to 30mm thick wooden shuttering as per decision and direction of E.I.C. Steel shuttering or 9 to 12 mm thick approved quality ply board shuttering in any concrete work THIRD FLOOR | BI01010001010000000000000515BI0100001130 | 28.282 | Sq.m | 464.92 |  |  | Excess(+) | 1 | Full Conversion | INR | [40 empty] | 13148.87 | 13148.87 | INR Thirteen Thousand One Hundred & Forty Eight and Paise Eighty Seven Only
20 | Reinforcement for reinforced concrete work in all sorts structure including distribution bars, stirrups, binders etc. including of rods initial straightening and removal of loose rust (if necessary), cutting to requisite length , hooking and bending with 16 gauge black annealed wire at every inter section, complete as per drawing and direction. SAIL/TATA/RINL FOUNDATION & GROUND FLOOR | BI01010001010000000000000515BI0100001131 | 40 | M.T. | 80619.49 |  |  | Excess(+) | 1 | Full Conversion | INR | [40 empty] | 3224779.6 | 3224779.6 | INR Thirty Two Lakh Twenty Four Thousand Seven Hundred & Seventy Nine and Paise Sixty Only
21 | Reinforcement for reinforced concrete work in all sorts structure including distribution bars, stirrups, binders etc. including of rods initial straightening and removal of loose rust (if necessary), cutting to requisite length , hooking and bending with 16 gauge black annealed wire at every inter section, complete as per drawing and direction. SAIL/TATA/RINL FIRST FLOOR | BI01010001010000000000000515BI0100001132 | 12.969 | M.T. | 81105.91 |  |  | Excess(+) | 1 | Full Conversion | INR | [40 empty] | 1051862.55 | 1051862.55 | INR Ten Lakh Fifty One Thousand Eight Hundred & Sixty Two and Paise Fifty Five Only
22 | Reinforcement for reinforced concrete work in all sorts structure including distribution bars, stirrups, binders etc. including of rods initial straightening and removal of loose rust (if necessary), cutting to requisite length , hooking and bending with 16 gauge black annealed wire at every inter section, complete as per drawing and direction. SAIL/TATA/RINL SECOND FLOOR | BI01010001010000000000000515BI0100001133 | 5.285 | M.T. | 81592.32 |  |  | Excess(+) | 1 | Full Conversion | INR | [40 empty] | 431215.41 | 431215.41 | INR Four Lakh Thirty One Thousand Two Hundred & Fifteen and Paise Forty One Only
23 | Reinforcement for reinforced concrete work in all sorts structure including distribution bars, stirrups, binders etc. including of rods initial straightening and removal of loose rust (if necessary), cutting to requisite length , hooking and bending with 16 gauge black annealed wire at every inter section, complete as per drawing and direction. SAIL/TATA/RINL THIRD FLOOR | BI01010001010000000000000515BI0100001134 | 0.476 | M.T. | 82078.74 |  |  | Excess(+) | 1 | Full Conversion | INR | [40 empty] | 39069.48 | 39069.48 | INR Thirty Nine Thousand &Sixty Nine and Paise Forty Eight Only
24 | Brick work with 1st class bricks in cement mortar (1:6) (a) In foundation and plinth | BI01010001010000000000000515BI0100001135 | 54.628 | Cu.M. | 6117.53 |  |  | Excess(+) | 1 | Full Conversion | INR | [40 empty] | 334188.43 | 334188.43 | INR Three Lakh Thirty Four Thousand One Hundred & Eighty Eight and Paise Forty Three Only
25 | Brick work with 1st class bricks in cement mortar (1:6) GROUND FLOOR | BI01010001010000000000000515BI0100001136 | 106.959 | Cu.M. | 6369.79 |  |  | Excess(+) | 1 | Full Conversion | INR | [40 empty] | 681306.37 | 681306.37 | INR Six Lakh Eighty One Thousand Three Hundred & Six and Paise Thirty Seven Only
26 | Brick work with 1st class bricks in cement mortar (1:6) FIRST FLOOR | BI01010001010000000000000515BI0100001137 | 88.705 | Cu.M. | 6495.35 |  |  | Excess(+) | 1 | Full Conversion | INR | [40 empty] | 576170.02 | 576170.02 | INR Five Lakh Seventy Six Thousand One Hundred & Seventy and Paise Two Only
27 | Brick work with 1st class bricks in cement mortar (1:6) SECOND FLOOR | BI01010001010000000000000515BI0100001138 | 41.944 | Cu.M. | 6620.91 |  |  | Excess(+) | 1 | Full Conversion | INR | [40 empty] | 277707.45 | 277707.45 | INR Two Lakh Seventy Seven Thousand Seven Hundred & Seven and Paise Forty Five Only
28 | Brick work with 1st class bricks in cement mortar (1:6) THIRD FLOOR | BI01010001010000000000000515BI0100001139 | 10.136 | Cu.M. | 6746.48 |  |  | Excess(+) | 1 | Full Conversion | INR | [40 empty] | 68382.32 | 68382.32 | INR Sixty Eight Thousand Three Hundred & Eighty Two and Paise Thirty Two Only
29 | 125 mm. thick brick work with 1st class bricks in cement mortar (1:4)in GROUND FLOOR | BI01010001010000000000000515BI0100001140 | 433.965 | Sq.M. | 797.5 |  |  | Excess(+) | 1 | Full Conversion | INR | [40 empty] | 346087.09 | 346087.09 | INR Three Lakh Forty Six Thousand &Eighty Seven and Paise Nine Only
30 | 125 mm. thick brick work with 1st class bricks in cement mortar (1:4)in FIRST FLOOR | BI01010001010000000000000515BI0100001141 | 391.975 | Sq.M. | 811.07 |  |  | Excess(+) | 1 | Full Conversion | INR | [40 empty] | 317919.16 | 317919.16 | INR Three Lakh Seventeen Thousand Nine Hundred & Nineteen and Paise Sixteen Only
31 | 125 mm. thick brick work with 1st class bricks in cement mortar (1:4)in SECOND FLOOR | BI01010001010000000000000515BI0100001142 | 273.709 | Sq.M. | 824.64 |  |  | Excess(+) | 1 | Full Conversion | INR | [40 empty] | 225711.39 | 225711.39 | INR Two Lakh Twenty Five Thousand Seven Hundred & Eleven and Paise Thirty Nine Only
32 | 125 mm. thick brick work with 1st class bricks in cement mortar (1:4)in SECOND FLOOR | BI01010001010000000000000515BI0100001143 | 96.241 | Sq.M. | 838.22 |  |  | Excess(+) | 1 | Full Conversion | INR | [40 empty] | 80671.13 | 80671.13 | INR Eighty Thousand Six Hundred & Seventy One and Paise Thirteen Only
33 | 25mm. thick damp proof course with cement concrete with stone chips (1:1.5:3) [with graded stone aggregate 10 mm nominal size] and admixture of water proofing compound as per manufacturer's specification followed by two coat of polymer based paint, (1st coat after 4 to 5 days of concrete laying and 2 nd coat just before brick masonry work) as directed (cost of water proofing compound & polymer based paint to be paid separately).( Chequering not required over concrete or painted surface). [Note: - Waterproofing as per item NO 60, polymer based paint as per item 59 (a) of Section (C). | BI01010001010000000000000515BI0100001144 | 72.595 | Sq.M. | 222.85 |  |  | Excess(+) | 1 | Full Conversion | INR | [40 empty] | 16177.8 | 16177.8 | INR Sixteen Thousand One Hundred & Seventy Seven and Paise Eighty Only
34 | (b) Applying 2 coats of Non-Toxic Acrylic Polymer modified Paint having adhesive & waterproofing properties by mixing in proportion (1 liquid: 4 cementitious material) or as per manufacturer's specification for water proofing layer in water tank etc. (No Departmental Cement is required) | BI01010001010000000000000515BI0100001145 | 224.851 | Sq.M. | 290.72 |  |  | Excess(+) | 1 | Full Conversion | INR | [40 empty] | 65368.68 | 65368.68 | INR Sixty Five Thousand Three Hundred & Sixty Eight and Paise Sixty Eight Only
35 | Extra rate for using water proofing and plasticising admixture @ 0.2% by weight of cement (or at manufacturer's specified rate) for concrete of various grades. | BI01010001010000000000000515BI0100001146 | 11.648 | kg | 134.61 |  |  | Excess(+) | 1 | Full Conversion | INR | [40 empty] | 1567.94 | 1567.94 | INR One Thousand Five Hundred & Sixty Seven and Paise Ninety Four Only
36 | 18 mm. to 22 mm. thick, kota stone slab set in 20 mm thick (avg) cement mortar (1:4) in floor, stair & lobby including pointing in cement slurry with admixture of pigment matching the stone shade, including grinding & polishing as per direction of Engineer - in - charge to match with the existing work. [Slurry for bedding @ 4.4 kg/Sq.m and pointing @2.0 kg/Sq.m] Ground Floor | BI01010001010000000000000515BI0100001147 | 441.595 | Sq. M | 1135.72 |  |  | Excess(+) | 1 | Full Conversion | INR | [40 empty] | 501528.27 | 501528.27 | INR Five Lakh One Thousand Five Hundred & Twenty Eight and Paise Twenty Seven Only
37 | 18 mm. to 22 mm. thick, kota stone slab set in 20 mm thick (avg) cement mortar (1:4) in floor, stair & lobby including pointing in cement slurry with admixture of pigment matching the stone shade, including grinding & polishing as per direction of Engineer - in - charge to match with the existing work. [Slurry for bedding @ 4.4 kg/Sq.m and pointing @2.0 kg/Sq.m] First Floor | BI01010001010000000000000515BI0100001148 | 342.688 | Sq. M | 1149.3 |  |  | Excess(+) | 1 | Full Conversion | INR | [40 empty] | 393851.32 | 393851.32 | INR Three Lakh Ninety Three Thousand Eight Hundred & Fifty One and Paise Thirty Two Only
38 | 18 mm. to 22 mm. thick, kota stone slab set in 20 mm thick (avg) cement mortar (1:4) in floor, stair & lobby including pointing in cement slurry with admixture of pigment matching the stone shade, including grinding & polishing as per direction of Engineer - in - charge to match with the existing work. [Slurry for bedding @ 4.4 kg/Sq.m and pointing @2.0 kg/Sq.m] Second Floor | BI01010001010000000000000515BI0100001149 | 129.116 | Sq. M | 1162.87 |  |  | Excess(+) | 1 | Full Conversion | INR | [40 empty] | 150145.12 | 150145.12 | INR One Lakh Fifty Thousand One Hundred & Forty Five and Paise Twelve Only
39 | 18 mm. to 22 mm. thick, kota stone slab set in 20 mm thick (avg) cement mortar (1:4) in floor, stair & lobby including pointing in cement slurry with admixture of pigment matching the stone shade, including grinding & polishing as per direction of Engineer - in - charge to match with the existing work. [Slurry for bedding @ 4.4 kg/Sq.m and pointing @2.0 kg/Sq.m] Third Floor | BI01010001010000000000000515BI0100001150 | 21.054 | Sq. M | 1176.45 |  |  | Excess(+) | 1 | Full Conversion | INR | [40 empty] | 24768.98 | 24768.98 | INR Twenty Four Thousand Seven Hundred & Sixty Eight and Paise Ninety Eight Only
40 | Extra cost of labour for prefinished and premoulded Nosing to treads of steps, railing, window sill etc. of Kota Stone. | BI01010001010000000000000515BI0100001151 | 143.592 | m | 253.39 |  |  | Excess(+) | 1 | Full Conversion | INR | [40 empty] | 36384.78 | 36384.78 | INR Thirty Six Thousand Three Hundred & Eighty Four and Paise Seventy Eight Only
41 | Extra cost of labour for grinding Kota Stone Floor in treads and riser of Steps. | BI01010001010000000000000515BI0100001152 | 76.92 | Sq.M | 236.42 |  |  | Excess(+) | 1 | Full Conversion | INR | [40 empty] | 18185.43 | 18185.43 | INR Eighteen Thousand One Hundred & Eighty Five and Paise Forty Three Only
42 | Supplying, fitting and fixing 18 mm. to 22 mm. thick kota stone slab in wall, dado in 15 mm thick [avg] cement mortar (1:3) including making suitable arrangement to hold the stone properly by brass / copper hooks including pointing in cement mortar (1:2) (1 cement : 2 marble dust) with admixture of pigments matching the stone shade, including grinding and polishing all complete as per direction of Engineer-in-charge including cost of materials, labour, scaffolding, staging, curing complete. [Using cement slurry for bedding @4.4 kg/Sq.m and for jointing @1.8 kg/Sq.m] Ground Floor | BI01010001010000000000000515BI0100001153 | 50.283 | Sq. M | 1292.96 |  |  | Excess(+) | 1 | Full Conversion | INR | [40 empty] | 65013.91 | 65013.91 | INR Sixty Five Thousand &Thirteen and Paise Ninety One Only
43 | Supplying, fitting and fixing 18 mm. to 22 mm. thick kota stone slab in wall, dado in 15 mm thick [avg] cement mortar (1:3) including making suitable arrangement to hold the stone properly by brass / copper hooks including pointing in cement mortar (1:2) (1 cement : 2 marble dust) with admixture of pigments matching the stone shade, including grinding and polishing all complete as per direction of Engineer-in-charge including cost of materials, labour, scaffolding, staging, curing complete. [Using cement slurry for bedding @4.4 kg/Sq.m and for jointing @1.8 kg/Sq.m] First Floor | BI01010001010000000000000515BI0100001154 | 48.725 | Sq. M | 1306.54 |  |  | Excess(+) | 1 | Full Conversion | INR | [40 empty] | 63661.16 | 63661.16 | INR Sixty Three Thousand Six Hundred & Sixty One and Paise Sixteen Only
44 | Supplying, fitting and fixing 18 mm. to 22 mm. thick kota stone slab in wall, dado in 15 mm thick [avg] cement mortar (1:3) including making suitable arrangement to hold the stone properly by brass / copper hooks including pointing in cement mortar (1:2) (1 cement : 2 marble dust) with admixture of pigments matching the stone shade, including grinding and polishing all complete as per direction of Engineer-in-charge including cost of materials, labour, scaffolding, staging, curing complete. [Using cement slurry for bedding @4.4 kg/Sq.m and for jointing @1.8 kg/Sq.m] Second Floor | BI01010001010000000000000515BI0100001155 | 14.558 | Sq. M | 1320.11 |  |  | Excess(+) | 1 | Full Conversion | INR | [40 empty] | 19218.16 | 19218.16 | INR Nineteen Thousand Two Hundred & Eighteen and Paise Sixteen Only
45 | Supplying, fitting and fixing 18 mm. to 22 mm. thick kota stone slab in wall, dado in 15 mm thick [avg] cement mortar (1:3) including making suitable arrangement to hold the stone properly by brass / copper hooks including pointing in cement mortar (1:2) (1 cement : 2 marble dust) with admixture of pigments matching the stone shade, including grinding and polishing all complete as per direction of Engineer-in-charge including cost of materials, labour, scaffolding, staging, curing complete. [Using cement slurry for bedding @4.4 kg/Sq.m and for jointing @1.8 kg/Sq.m] Third Floor | BI01010001010000000000000515BI0100001156 | 2.237 | Sq. M | 1333.68 |  |  | Excess(+) | 1 | Full Conversion | INR | [40 empty] | 2983.44 | 2983.44 | INR Two Thousand Nine Hundred & Eighty Three and Paise Forty Four Only
46 | Supplying, fitting & fixing 1st quality Ceramic tiles in walls and floors to match with the existing work & 4 nos. of key stones (10mm) fixed with araldite at the back of each tile & finishing the joints with white cement mixed with colouring oxide if required to match the colour of tiles including roughening of concrete surface, if necessary or by synthetic adhesive & grout materials etc. (A) Floor With Sand Cement Mortar (1:4) 20 mm thick & 2 mm thick cement slurry at back side of tiles using cement @ 2.91 Kg/Sq.m & joint filling using white cement slurry @ 0.20kg/Sq.m. (a) Area of each tile upto 0.09 Sq.m (i) Coloured decorative Ground Floor | BI01010001010000000000000515BI0100001157 | 61.181 | Sq. M | 831.43 |  |  | Excess(+) | 1 | Full Conversion | INR | [40 empty] | 50867.72 | 50867.72 | INR Fifty Thousand Eight Hundred & Sixty Seven and Paise Seventy Two Only
47 | Supplying, fitting & fixing 1st quality Ceramic tiles in walls and floors to match with the existing work & 4 nos. of key stones (10mm) fixed with araldite at the back of each tile & finishing the joints with white cement mixed with colouring oxide if required to match the colour of tiles including roughening of concrete surface, if necessary or by synthetic adhesive & grout materials etc. (A) Floor With Sand Cement Mortar (1:4) 20 mm thick & 2 mm thick cement slurry at back side of tiles using cement @ 2.91 Kg/Sq.m & joint filling using white cement slurry @ 0.20kg/Sq.m. (a) Area of each tile upto 0.09 Sq.m (i) Coloured decorative First Floor | BI01010001010000000000000515BI0100001158 | 48.129 | Sq. M | 837.09 |  |  | Excess(+) | 1 | Full Conversion | INR | [40 empty] | 40288.3 | 40288.3 | INR Forty Thousand Two Hundred & Eighty Eight and Paise Thirty Only
48 | Supplying, fitting & fixing 1st quality Ceramic tiles in walls and floors to match with the existing work & 4 nos. of key stones (10mm) fixed with araldite at the back of each tile & finishing the joints with white cement mixed with colouring oxide if required to match the colour of tiles including roughening of concrete surface, if necessary or by synthetic adhesive & grout materials etc. (A) Floor With Sand Cement Mortar (1:4) 20 mm thick & 2 mm thick cement slurry at back side of tiles using cement @ 2.91 Kg/Sq.m & joint filling using white cement slurry @ 0.20kg/Sq.m. (a) Area of each tile upto 0.09 Sq.m (i) Coloured decorative Second Floor | BI01010001010000000000000515BI0100001159 | 16.438 | Sq. M | 842.74 |  |  | Excess(+) | 1 | Full Conversion | INR | [40 empty] | 13852.96 | 13852.96 | INR Thirteen Thousand Eight Hundred & Fifty Two and Paise Ninety Six Only
49 | Supplying, fitting & fixing 1st quality Ceramic tiles in walls and floors to match with the existing work & 4 nos. of key stones (10mm) fixed with araldite at the back of each tile & finishing the joints with white cement mixed with colouring oxide if required to match the colour of tiles including roughening of concrete surface, if necessary or by synthetic adhesive & grout materials etc. (B) Wall With Sand Cement Mortar (1:3) 15 mm thick & 2 mm thick cement slurry at back side of tiles using cement @ 2.91 Kg/Sq.m & joint filling using white cement slurry @ 0.20kg/Sq.m. (a) Area of each tile upto 0.09 Sq.m (i) Coloured decorative Ground Floor | BI01010001010000000000000515BI0100001160 | 241.18 | Sq. M | 838.22 |  |  | Excess(+) | 1 | Full Conversion | INR | [40 empty] | 202161.9 | 202161.9 | INR Two Lakh Two Thousand One Hundred & Sixty One and Paise Ninety Only
50 | Supplying, fitting & fixing 1st quality Ceramic tiles in walls and floors to match with the existing work & 4 nos. of key stones (10mm) fixed with araldite at the back of each tile & finishing the joints with white cement mixed with colouring oxide if required to match the colour of tiles including roughening of concrete surface, if necessary or by synthetic adhesive & grout materials etc. (B) Wall With Sand Cement Mortar (1:3) 15 mm thick & 2 mm thick cement slurry at back side of tiles using cement @ 2.91 Kg/Sq.m & joint filling using white cement slurry @ 0.20kg/Sq.m. (a) Area of each tile upto 0.09 Sq.m (i) Coloured decorative First Floor | BI01010001010000000000000515BI0100001161 | 206.63 | Sq. M | 843.88 |  |  | Excess(+) | 1 | Full Conversion | INR | [40 empty] | 174370.92 | 174370.92 | INR One Lakh Seventy Four Thousand Three Hundred & Seventy and Paise Ninety Two Only
51 | Supplying, fitting & fixing 1st quality Ceramic tiles in walls and floors to match with the existing work & 4 nos. of key stones (10mm) fixed with araldite at the back of each tile & finishing the joints with white cement mixed with colouring oxide if required to match the colour of tiles including roughening of concrete surface, if necessary or by synthetic adhesive & grout materials etc. (B) Wall With Sand Cement Mortar (1:3) 15 mm thick & 2 mm thick cement slurry at back side of tiles using cement @ 2.91 Kg/Sq.m & joint filling using white cement slurry @ 0.20kg/Sq.m. (a) Area of each tile upto 0.09 Sq.m (i) Coloured decorative Second Floor | BI01010001010000000000000515BI0100001162 | 41.641 | Sq. M | 849.53 |  |  | Excess(+) | 1 | Full Conversion | INR | [40 empty] | 35375.28 | 35375.28 | INR Thirty Five Thousand Three Hundred & Seventy Five and Paise Twenty Eight Only
52 | Supplying, fitting and fixing Black Stone slab used in Kitchen slab, alcove, wardrobe etc. laid and jointed with necessary adhesive Cement mortar (1:2) including grinding or polishing as per direction of Engineer-in -Charge in Ground Floor. (a) Slab Thickness 20 to 25 mm | BI01010001010000000000000515BI0100001163 | 7.44 | Sq. M | 727.36 |  |  | Excess(+) | 1 | Full Conversion | INR | [40 empty] | 5411.56 | 5411.56 | INR Five Thousand Four Hundred & Eleven and Paise Fifty Six Only
53 | (a) M.S.or W.I. Ornamental grill of approved design joints continuously welded with M.S, W.I. Flats and bars of windows, railing etc. fitted and fixed with necessary screws and lugs in ground floor. (ii) Grill weighing above 16 Kg./sq.mtr and above | BI01010001010000000000000515BI0100001164 | 4.804 | Qntl | 10968.12 |  |  | Excess(+) | 1 | Full Conversion | INR | [40 empty] | 52690.85 | 52690.85 | INR Fifty Two Thousand Six Hundred & Ninety and Paise Eighty Five Only
54 | M.S. gate of Jail type as per approved design made of strong M.S. frame work, intermediate stiffeners and round / square bars or angles. M.S. sheet (not less than 14 gauge) gussets, cleats etc. including necessary riveting, bolting, welding, locking and hanging arrangements, fitting and fixing complete as per direction of the Engineer-in -charge. In ground floor. | BI01010001010000000000000515BI0100001165 | 9.486 | Qntl | 11413.81 |  |  | Excess(+) | 1 | Full Conversion | INR | [40 empty] | 108271.4 | 108271.4 | INR One Lakh Eight Thousand Two Hundred & Seventy One and Paise Forty Only
55 | Locking arrangement for Jail type doors including supplying fitting and fixing in position complete as per approved design. | BI01010001010000000000000515BI0100001166 | 40.92 | Kg. | 462.66 |  |  | Excess(+) | 1 | Full Conversion | INR | [40 empty] | 18932.05 | 18932.05 | INR Eighteen Thousand Nine Hundred & Thirty Two and Paise Five Only
56 | Collapsible gate with 40mm x 40mm x 6mm Tee as top and bottom guide rail, 20mm x 10mm x 2mm vertical channels 100mm apart in fully stretched position 20mm x 5mm M.S. flats as collapsible bracings properly rivetted and washered including 38mm steel rollers including locking arrangements, fitted and fixed in position with lugs set in cement concrete and including cutting necessary holes, chasing etc. in walls, floors etc. and making good damages complete. In ground floor. (Payment will be made on the area of the gate covered by two guard rails and two extreme channels) | BI01010001010000000000000515BI0100001167 | 19.335 | Sq.M | 4898.1 |  |  | Excess(+) | 1 | Full Conversion | INR | [40 empty] | 94704.76 | 94704.76 | INR Ninety Four Thousand Seven Hundred & Four and Paise Seventy Six Only
57 | Supplying, fitting and fixing windows and ventilators with or without integrated grills conforming to IS 1038-1975 and manufactured from rolled steel sections conforming to IS 7452-1974 with non-friction projecting type, box type hinges, glazing clips, lugs locking bracket, handle plate etc, including hoisting in position, straightening if required, fixing lugs in cement concrete ( 1:2:4) with stone chips 20 mm down cutting holes and mending good damages to match with existing surface complete in all respect excluding glazing. In Ground floor Flash butt welded windows and ventilators (No shop priming will be allowed to facilitate inspection of workmanship) Without integrated grills. (a) Fixed type steel windows as per IS sizes with horizontal glazing bars. Ground Floor | BI01010001010000000000000515BI0100001168 | 4.948 | Sq.M | 1705.85 |  |  | Excess(+) | 1 | Full Conversion | INR | [40 empty] | 8440.55 | 8440.55 | INR Eight Thousand Four Hundred & Forty and Paise Fifty Five Only
58 | Supplying, fitting and fixing windows and ventilators with or without integrated grills conforming to IS 1038-1975 and manufactured from rolled steel sections conforming to IS 7452-1974 with non-friction projecting type, box type hinges, glazing clips, lugs locking bracket, handle plate etc, including hoisting in position, straightening if required, fixing lugs in cement concrete ( 1:2:4) with stone chips 20 mm down cutting holes and mending good damages to match with existing surface complete in all respect excluding glazing. In Ground floor Flash butt welded windows and ventilators (No shop priming will be allowed to facilitate inspection of workmanship) Without integrated grills. (a) Fixed type steel windows as per IS sizes with horizontal glazing bars. First Floor | BI01010001010000000000000515BI0100001169 | 4.018 | Sq.M | 1726.32 |  |  | Excess(+) | 1 | Full Conversion | INR | [40 empty] | 6936.35 | 6936.35 | INR Six Thousand Nine Hundred & Thirty Six and Paise Thirty Five Only
59 | Supplying, fitting and fixing windows and ventilators with or without integrated grills conforming to IS 1038-1975 and manufactured from rolled steel sections conforming to IS 7452-1974 with non-friction projecting type, box type hinges, glazing clips, lugs locking bracket, handle plate etc, including hoisting in position, straightening if required, fixing lugs in cement concrete ( 1:2:4) with stone chips 20 mm down cutting holes and mending good damages to match with existing surface complete in all respect excluding glazing. In Ground floor Flash butt welded windows and ventilators (No shop priming will be allowed to facilitate inspection of workmanship) Without integrated grills. (a) Fixed type steel windows as per IS sizes with horizontal glazing bars. Second Floor | BI01010001010000000000000515BI0100001170 | 2.009 | Sq.M | 1747.04 |  |  | Excess(+) | 1 | Full Conversion | INR | [40 empty] | 3509.8 | 3509.8 | INR Three Thousand Five Hundred & Nine and Paise Eighty Only
60 | Supplying, fitting and fixing windows and ventilators with or without integrated grills conforming to IS 1038-1975 and manufactured from rolled steel sections conforming to IS 7452-1974 with non-friction projecting type, box type hinges, glazing clips, lugs locking bracket, handle plate etc, including hoisting in position, straightening if required, fixing lugs in cement concrete ( 1:2:4) with stone chips 20 mm down cutting holes and mending good damages to match with existing surface complete in all respect excluding glazing. In Ground floor Flash butt welded windows and ventilators (No shop priming will be allowed to facilitate inspection of workmanship) Without integrated grills. (b) Openable steel windows as per IS sizes with side hung shutters and horizotal glazing bars. [The extra rate admissible for the openable portion only] Ground Floor | BI01010001010000000000000515BI0100001171 | 57.4 | Sq.M. | 2487.51 |  |  | Excess(+) | 1 | Full Conversion | INR | [40 empty] | 142783.07 | 142783.07 | INR One Lakh Forty Two Thousand Seven Hundred & Eighty Three and Paise Seven Only
61 | Supplying, fitting and fixing windows and ventilators with or without integrated grills conforming to IS 1038-1975 and manufactured from rolled steel sections conforming to IS 7452-1974 with non-friction projecting type, box type hinges, glazing clips, lugs locking bracket, handle plate etc, including hoisting in position, straightening if required, fixing lugs in cement concrete ( 1:2:4) with stone chips 20 mm down cutting holes and mending good damages to match with existing surface complete in all respect excluding glazing. In Ground floor Flash butt welded windows and ventilators (No shop priming will be allowed to facilitate inspection of workmanship) Without integrated grills. (b) Openable steel windows as per IS sizes with side hung shutters and horizotal glazing bars. [The extra rate admissible for the openable portion only] First Floor | BI01010001010000000000000515BI0100001172 | 51.559 | Sq.M. | 2517.36 |  |  | Excess(+) | 1 | Full Conversion | INR | [40 empty] | 129792.56 | 129792.56 | INR One Lakh Twenty Nine Thousand Seven Hundred & Ninety Two and Paise Fifty Six Only
62 | Supplying, fitting and fixing windows and ventilators with or without integrated grills conforming to IS 1038-1975 and manufactured from rolled steel sections conforming to IS 7452-1974 with non-friction projecting type, box type hinges, glazing clips, lugs locking bracket, handle plate etc, including hoisting in position, straightening if required, fixing lugs in cement concrete ( 1:2:4) with stone chips 20 mm down cutting holes and mending good damages to match with existing surface complete in all respect excluding glazing. In Ground floor Flash butt welded windows and ventilators (No shop priming will be allowed to facilitate inspection of workmanship) Without integrated grills. (b) Openable steel windows as per IS sizes with side hung shutters and horizotal glazing bars. [The extra rate admissible for the openable portion only] Second Floor | BI01010001010000000000000515BI0100001173 | 29.462 | Sq.M. | 2547.58 |  |  | Excess(+) | 1 | Full Conversion | INR | [40 empty] | 75056.8 | 75056.8 | INR Seventy Five Thousand &Fifty Six and Paise Eighty Only
63 | (viii) M.S. integrated grill as per approved design integrated with steel window or ventilator, joints continuously welded with M.S. flats and bars. | BI01010001010000000000000515BI0100001174 | 3118.374 | Kg. | 75.79 |  |  | Excess(+) | 1 | Full Conversion | INR | [40 empty] | 236341.57 | 236341.57 | INR Two Lakh Thirty Six Thousand Three Hundred & Forty One and Paise Fifty Seven Only
64 | Wood work in door and window frame fitted and fixed in position complete including a protective coat of painting at the contact surface of the frame exluding cost of concrete, Iron Butt Hinges and M.S clamps. (The quantum should be correted upto three decimals). (d) Sal : Local. Ground Floor | BI01010001010000000000000515BI0100001175 | 0.482 | Cu.M. | 82525.56 |  |  | Excess(+) | 1 | Full Conversion | INR | [40 empty] | 39777.32 | 39777.32 | INR Thirty Nine Thousand Seven Hundred & Seventy Seven and Paise Thirty Two Only
65 | Wood work in door and window frame fitted and fixed in position complete including a protective coat of painting at the contact surface of the frame exluding cost of concrete, Iron Butt Hinges and M.S clamps. (The quantum should be correted upto three decimals). (d) Sal : Local. First Floor | BI01010001010000000000000515BI0100001176 | 0.503 | Cu.M. | 82751.8 |  |  | Excess(+) | 1 | Full Conversion | INR | [40 empty] | 41624.16 | 41624.16 | INR Forty One Thousand Six Hundred & Twenty Four and Paise Sixteen Only
66 | Wood work in door and window frame fitted and fixed in position complete including a protective coat of painting at the contact surface of the frame exluding cost of concrete, Iron Butt Hinges and M.S clamps. (The quantum should be correted upto three decimals). (d) Sal : Local. Second Floor | BI01010001010000000000000515BI0100001177 | 0.132 | Cu.M. | 82978.04 |  |  | Excess(+) | 1 | Full Conversion | INR | [40 empty] | 10953.1 | 10953.1 | INR Ten Thousand Nine Hundred & Fifty Three and Paise Ten Only
67 | Supplying, fitting and fixing M.S. clamps for door and window frame made of flat bent bar, end bifurcated with necessary screws etc. by cement concrete(1:2:4) as per direction. (Cost of concrete will be paid separately) (a) 40mm X 6mm, 250mm Length | BI01010001010000000000000515BI0100001178 | 474 | Each | 32.8 |  |  | Excess(+) | 1 | Full Conversion | INR | [40 empty] | 15547.2 | 15547.2 | INR Fifteen Thousand Five Hundred & Forty Seven and Paise Twenty Only
68 | Iron butt hinges of approved quality fitted and fixed with steelscrews, with ISI mark. (vi) 100mm. X 50mm. X 1.25mm. | BI01010001010000000000000515BI0100001179 | 474 | Each | 48.64 |  |  | Excess(+) | 1 | Full Conversion | INR | [40 empty] | 23055.36 | 23055.36 | INR Twenty Three Thousand &Fifty Five and Paise Thirty Six Only
69 | i) Iron hasp bolt of approved quality fitted and fixed complete (oxidised) with 16mm dia rod with centre bolt and round fitting. (b) 250mm long. | BI01010001010000000000000515BI0100001180 | 66 | Each | 179.86 |  |  | Excess(+) | 1 | Full Conversion | INR | [40 empty] | 11870.76 | 11870.76 | INR Eleven Thousand Eight Hundred & Seventy and Paise Seventy Six Only
70 | (a) Supplying 'Godrej' mortice lock chromium plated with latch and keys 4 levers, including fitting and fixing complete. | BI01010001010000000000000515BI0100001181 | 2 | Each | 1222.83 |  |  | Excess(+) | 1 | Full Conversion | INR | [40 empty] | 2445.66 | 2445.66 | INR Two Thousand Four Hundred & Forty Five and Paise Sixty Six Only
71 | (ii) Door stopper (Anodised aluminium) | BI01010001010000000000000515BI0100001182 | 46 | Each | 79.18 |  |  | Excess(+) | 1 | Full Conversion | INR | [40 empty] | 3642.28 | 3642.28 | INR Three Thousand Six Hundred & Forty Two and Paise Twenty Eight Only
72 | ii) Godrej Hydraulic door closer fitted and fixed complete. (b) Medium type | BI01010001010000000000000515BI0100001183 | 2 | Each | 1883.45 |  |  | Excess(+) | 1 | Full Conversion | INR | [40 empty] | 3766.9 | 3766.9 | INR Three Thousand Seven Hundred & Sixty Six and Paise Ninety Only
73 | Square or hexagonal mesh netting made with 18 B.W.G. galvanised wire, fitted and fixed complete as per design (excluding the supporting framework butincluding local sal wood battens of size 37.5mmx25mm). In ground floor. (b) 25mm mesh | BI01010001010000000000000515BI0100001184 | 8.2 | Sq.M | 427.59 |  |  | Excess(+) | 1 | Full Conversion | INR | [40 empty] | 3506.24 | 3506.24 | INR Three Thousand Five Hundred & Six and Paise Twenty Four Only
74 | Anodised aluminium barrel / tower / socket bolt (full covered) of approved manufactured from extruded section conforming to I.S. 204/74 fitted and fixed with cadmium plated screws: (iv) 150mm long x 10mm dia. bolt. | BI01010001010000000000000515BI0100001185 | 115 | Each | 71.27 |  |  | Excess(+) | 1 | Full Conversion | INR | [40 empty] | 8196.05 | 8196.05 | INR Eight Thousand One Hundred & Ninety Six and Paise Five Only
75 | Anodised aluminium barrel / tower / socket bolt (full covered) of approved manufactured from extruded section conforming to I.S. 204/74 fitted and fixed with cadmium plated screws: (ix) 300mm long x 10mm dia. bolt. | BI01010001010000000000000515BI0100001186 | 83 | Each | 111.99 |  |  | Excess(+) | 1 | Full Conversion | INR | [40 empty] | 9295.17 | 9295.17 | INR Nine Thousand Two Hundred & Ninety Five and Paise Seventeen Only
76 | Anodised aliminium D-type handle of approved quality manufactured from extruded section conforming to I.S. specification (I.S. 230/72) fitted and fixed complete: (a) With continuous plate base (Hexagonal/ Round rod) (vi) 150 mm grip x 10 mm dia rod. | BI01010001010000000000000515BI0100001187 | 160 | Each | 109.73 |  |  | Excess(+) | 1 | Full Conversion | INR | [40 empty] | 17556.8 | 17556.8 | INR Seventeen Thousand Five Hundred & Fifty Six and Paise Eighty Only
77 | Supplying solid flush type doors of commercial quality, the timber frame consisting of top and bottom rails and side styles of well seasoned timber 65mm wide each and the entire frame fitted with 37.5mm wide battens places both ways in order to make the door of solid core and internal lipping with Garjan or similar wood veneers using phenol formaldehyde as glue etc. complete, including fitting, fixing shutters in position but excluding the cost of hinges and other fittings in (b) 32 mm thick shutters (single leaf) Ground Floor | BI01010001010000000000000515BI0100001188 | 43.24 | Sq.M | 2668.5 |  |  | Excess(+) | 1 | Full Conversion | INR | [40 empty] | 115385.94 | 115385.94 | INR One Lakh Fifteen Thousand Three Hundred & Eighty Five and Paise Ninety Four Only
78 | Supplying solid flush type doors of commercial quality, the timber frame consisting of top and bottom rails and side styles of well seasoned timber 65mm wide each and the entire frame fitted with 37.5mm wide battens places both ways in order to make the door of solid core and internal lipping with Garjan or similar wood veneers using phenol formaldehyde as glue etc. complete, including fitting, fixing shutters in position but excluding the cost of hinges and other fittings in (b) 32 mm thick shutters (single leaf) First Floor | BI01010001010000000000000515BI0100001189 | 33.39 | Sq.M | 2684.34 |  |  | Excess(+) | 1 | Full Conversion | INR | [40 empty] | 89630.11 | 89630.11 | INR Eighty Nine Thousand Six Hundred & Thirty and Paise Eleven Only
79 | Supplying solid flush type doors of commercial quality, the timber frame consisting of top and bottom rails and side styles of well seasoned timber 65mm wide each and the entire frame fitted with 37.5mm wide battens places both ways in order to make the door of solid core and internal lipping with Garjan or similar wood veneers using phenol formaldehyde as glue etc. complete, including fitting, fixing shutters in position but excluding the cost of hinges and other fittings in (b) 32 mm thick shutters (single leaf) Second Floor | BI01010001010000000000000515BI0100001190 | 8.19 | Sq.M | 2700.17 |  |  | Excess(+) | 1 | Full Conversion | INR | [40 empty] | 22114.39 | 22114.39 | INR Twenty Two Thousand One Hundred & Fourteen and Paise Thirty Nine Only
80 | Supplying, fitting & fixing fibre reinforced polymer (FRP) Composite door shutters as per approved design with glass fibre reinforced plastic moulded skins and a special sandwich core, so as to impart monolitaheic composite structure as per approved technology of Department of Science and Technology (DST) to satisfy IS:4020 door testing performance criteria. (i) 25 mm thick Ground Floor | BI01010001010000000000000515BI0100001191 | 27.3 | Sq.m | 2919.63 |  |  | Excess(+) | 1 | Full Conversion | INR | [40 empty] | 79705.9 | 79705.9 | INR Seventy Nine Thousand Seven Hundred & Five and Paise Ninety Only
81 | Supplying, fitting & fixing fibre reinforced polymer (FRP) Composite door shutters as per approved design with glass fibre reinforced plastic moulded skins and a special sandwich core, so as to impart monolitaheic composite structure as per approved technology of Department of Science and Technology (DST) to satisfy IS:4020 door testing performance criteria. (i) 25 mm thick First Floor | BI01010001010000000000000515BI0100001192 | 22.05 | Sq.m | 2935.46 |  |  | Excess(+) | 1 | Full Conversion | INR | [40 empty] | 64726.89 | 64726.89 | INR Sixty Four Thousand Seven Hundred & Twenty Six and Paise Eighty Nine Only
82 | Supplying, fitting & fixing fibre reinforced polymer (FRP) Composite door shutters as per approved design with glass fibre reinforced plastic moulded skins and a special sandwich core, so as to impart monolitaheic composite structure as per approved technology of Department of Science and Technology (DST) to satisfy IS:4020 door testing performance criteria. (i) 25 mm thick Second Floor | BI01010001010000000000000515BI0100001193 | 7.875 | Sq.m | 2951.3 |  |  | Excess(+) | 1 | Full Conversion | INR | [40 empty] | 23241.49 | 23241.49 | INR Twenty Three Thousand Two Hundred & Forty One and Paise Forty Nine Only
83 | Supplying, fitting & fixing fibre reinforced polymer (FRP) Composite door shutters as per approved design with glass fibre reinforced plastic moulded skins and a special sandwich core, so as to impart monolitaheic composite structure as per approved technology of Department of Science and Technology (DST) to satisfy IS:4020 door testing performance criteria. (i) 25 mm thick Third Floor | BI01010001010000000000000515BI0100001194 | 1.575 | Sq.m | 2967.14 |  |  | Excess(+) | 1 | Full Conversion | INR | [40 empty] | 4673.25 | 4673.25 | INR Four Thousand Six Hundred & Seventy Three and Paise Twenty Five Only
84 | Supplying, fitting and fixing fibre reinforced polymer (FRP) Composite door frame as per approved section with glass fibre reinforced plastic moulded skins and a special sandwich core, so as to impart monolitaheic composite structure as per approved technology of Department of Science and Technology (DST) to safisfy IS: 4020 door testing performance criteria.. (ii) 66mm x 70mm Ground Floor | BI01010001010000000000000515BI0100001195 | 84.4 | Mtr. | 504.52 |  |  | Excess(+) | 1 | Full Conversion | INR | [40 empty] | 42581.49 | 42581.49 | INR Forty Two Thousand Five Hundred & Eighty One and Paise Forty Nine Only
85 | Supplying, fitting and fixing fibre reinforced polymer (FRP) Composite door frame as per approved section with glass fibre reinforced plastic moulded skins and a special sandwich core, so as to impart monolitaheic composite structure as per approved technology of Department of Science and Technology (DST) to safisfy IS: 4020 door testing performance criteria.. (ii) 66mm x 70mm First Floor | BI01010001010000000000000515BI0100001196 | 69.3 | Mtr. | 504.52 |  |  | Excess(+) | 1 | Full Conversion | INR | [40 empty] | 34963.24 | 34963.24 | INR Thirty Four Thousand Nine Hundred & Sixty Three and Paise Twenty Four Only
86 | Supplying, fitting and fixing fibre reinforced polymer (FRP) Composite door frame as per approved section with glass fibre reinforced plastic moulded skins and a special sandwich core, so as to impart monolitaheic composite structure as per approved technology of Department of Science and Technology (DST) to safisfy IS: 4020 door testing performance criteria.. (ii) 66mm x 70mm Second Floor | BI01010001010000000000000515BI0100001197 | 24.75 | Mtr. | 504.52 |  |  | Excess(+) | 1 | Full Conversion | INR | [40 empty] | 12486.87 | 12486.87 | INR Twelve Thousand Four Hundred & Eighty Six and Paise Eighty Seven Only
87 | Supplying, fitting and fixing fibre reinforced polymer (FRP) Composite door frame as per approved section with glass fibre reinforced plastic moulded skins and a special sandwich core, so as to impart monolitaheic composite structure as per approved technology of Department of Science and Technology (DST) to safisfy IS: 4020 door testing performance criteria.. (ii) 66mm x 70mm Third Floor | BI01010001010000000000000515BI0100001198 | 4.95 | Mtr. | 504.52 |  |  | Excess(+) | 1 | Full Conversion | INR | [40 empty] | 2497.37 | 2497.37 | INR Two Thousand Four Hundred & Ninety Seven and Paise Thirty Seven Only
88 | Labour for Chipping of concrete surface before taking up Plastering work. | BI01010001010000000000000515BI0100001199 | 4726.073 | Sq.M | 23.76 |  |  | Excess(+) | 1 | Full Conversion | INR | [40 empty] | 112291.49 | 112291.49 | INR One Lakh Twelve Thousand Two Hundred & Ninety One and Paise Forty Nine Only
89 | Plaster (to wall, floor, ceiling etc.) with sand and cement mortar including rounding off or chamfering corners as directed and raking out joints including throating, nosing and drip course, scaffolding/staging where necessary (Ground floor).[Excluding cost of chipping over concrete surface] (i) With 1:6 cement mortar (b) 20 mm thick plaster Ground Floor | BI01010001010000000000000515BI0100001200 | 942.41 | Sq.M | 175.34 |  |  | Excess(+) | 1 | Full Conversion | INR | [40 empty] | 165242.17 | 165242.17 | INR One Lakh Sixty Five Thousand Two Hundred & Forty Two and Paise Seventeen Only
90 | Plaster (to wall, floor, ceiling etc.) with sand and cement mortar including rounding off or chamfering corners as directed and raking out joints including throating, nosing and drip course, scaffolding/staging where necessary (Ground floor).[Excluding cost of chipping over concrete surface] (i) With 1:6 cement mortar (b) 20 mm thick plaster First Floor | BI01010001010000000000000515BI0100001201 | 485.765 | Sq.M | 179.86 |  |  | Excess(+) | 1 | Full Conversion | INR | [40 empty] | 87369.69 | 87369.69 | INR Eighty Seven Thousand Three Hundred & Sixty Nine and Paise Sixty Nine Only
91 | Plaster (to wall, floor, ceiling etc.) with sand and cement mortar including rounding off or chamfering corners as directed and raking out joints including throating, nosing and drip course, scaffolding/staging where necessary (Ground floor).[Excluding cost of chipping over concrete surface] (i) With 1:6 cement mortar (b) 20 mm thick plaster Second Floor | BI01010001010000000000000515BI0100001202 | 427.825 | Sq.M | 184.39 |  |  | Excess(+) | 1 | Full Conversion | INR | [40 empty] | 78886.65 | 78886.65 | INR Seventy Eight Thousand Eight Hundred & Eighty Six and Paise Sixty Five Only
92 | Plaster (to wall, floor, ceiling etc.) with sand and cement mortar including rounding off or chamfering corners as directed and raking out joints including throating, nosing and drip course, scaffolding/staging where necessary (Ground floor).[Excluding cost of chipping over concrete surface] (i) With 1:6 cement mortar (b) 20 mm thick plaster Third Floor | BI01010001010000000000000515BI0100001203 | 117.353 | Sq.M | 188.91 |  |  | Excess(+) | 1 | Full Conversion | INR | [40 empty] | 22169.16 | 22169.16 | INR Twenty Two Thousand One Hundred & Sixty Nine and Paise Sixteen Only
93 | Plaster (to wall, floor, ceiling etc.) with sand and cement mortar including rounding off or chamfering corners as directed and raking out joints including throating, nosing and drip course, scaffolding/staging where necessary (Ground floor).[Excluding cost of chipping over concrete surface] (i) With 1:6 cement mortar (b) 15 mm thick plaster Ground Floor | BI01010001010000000000000515BI0100001204 | 3434.24 | Sq.M | 153.84 |  |  | Excess(+) | 1 | Full Conversion | INR | [40 empty] | 528323.48 | 528323.48 | INR Five Lakh Twenty Eight Thousand Three Hundred & Twenty Three and Paise Forty Eight Only
94 | Plaster (to wall, floor, ceiling etc.) with sand and cement mortar including rounding off or chamfering corners as directed and raking out joints including throating, nosing and drip course, scaffolding/staging where necessary (Ground floor).[Excluding cost of chipping over concrete surface] (i) With 1:6 cement mortar (b) 15 mm thick plaster First Floor | BI01010001010000000000000515BI0100001205 | 1360.926 | Sq.M | 158.37 |  |  | Excess(+) | 1 | Full Conversion | INR | [40 empty] | 215529.85 | 215529.85 | INR Two Lakh Fifteen Thousand Five Hundred & Twenty Nine and Paise Eighty Five Only
95 | Plaster (to wall, floor, ceiling etc.) with sand and cement mortar including rounding off or chamfering corners as directed and raking out joints including throating, nosing and drip course, scaffolding/staging where necessary (Ground floor).[Excluding cost of chipping over concrete surface] (i) With 1:6 cement mortar (b) 15 mm thick plaster Second Floor | BI01010001010000000000000515BI0100001206 | 338.918 | Sq.M | 162.89 |  |  | Excess(+) | 1 | Full Conversion | INR | [40 empty] | 55206.35 | 55206.35 | INR Fifty Five Thousand Two Hundred & Six and Paise Thirty Five Only
96 | Plaster (to wall, floor, ceiling etc.) with sand and cement mortar including rounding off or chamfering corners as directed and raking out joints including throating, nosing and drip course, scaffolding/staging where necessary (Ground floor).[Excluding cost of chipping over concrete surface] (i) With 1:6 cement mortar (b) 15 mm thick plaster Third Floor | BI01010001010000000000000515BI0100001207 | 41.553 | Sq.M | 167.42 |  |  | Excess(+) | 1 | Full Conversion | INR | [40 empty] | 6956.8 | 6956.8 | INR Six Thousand Nine Hundred & Fifty Six and Paise Eighty Only
97 | Plaster (to wall, floor, ceiling etc.) with sand and cement mortar including rounding off or chamfering corners as directed and raking out joints including throating, nosing and drip course, scaffolding/staging where necessary (Ground floor).[Excluding cost of chipping over concrete surface] (ii) With 1:4 cement mortar (c) 10 mm thick plaster Ground Floor | BI01010001010000000000000515BI0100001208 | 471.655 | Sq.M | 139.14 |  |  | Excess(+) | 1 | Full Conversion | INR | [40 empty] | 65626.08 | 65626.08 | INR Sixty Five Thousand Six Hundred & Twenty Six and Paise Eight Only
98 | Plaster (to wall, floor, ceiling etc.) with sand and cement mortar including rounding off or chamfering corners as directed and raking out joints including throating, nosing and drip course, scaffolding/staging where necessary (Ground floor).[Excluding cost of chipping over concrete surface] (ii) With 1:4 cement mortar (c) 10 mm thick plaster First Floor | BI01010001010000000000000515BI0100001209 | 389.683 | Sq.M | 143.66 |  |  | Excess(+) | 1 | Full Conversion | INR | [40 empty] | 55981.86 | 55981.86 | INR Fifty Five Thousand Nine Hundred & Eighty One and Paise Eighty Six Only
99 | Plaster (to wall, floor, ceiling etc.) with sand and cement mortar including rounding off or chamfering corners as directed and raking out joints including throating, nosing and drip course, scaffolding/staging where necessary (Ground floor).[Excluding cost of chipping over concrete surface] (ii) With 1:4 cement mortar (c) 10 mm thick plaster Second Floor | BI01010001010000000000000515BI0100001210 | 110.213 | Sq.M | 148.19 |  |  | Excess(+) | 1 | Full Conversion | INR | [40 empty] | 16332.46 | 16332.46 | INR Sixteen Thousand Three Hundred & Thirty Two and Paise Forty Six Only
100 | Plaster (to wall, floor, ceiling etc.) with sand and cement mortar including rounding off or chamfering corners as directed and raking out joints including throating, nosing and drip course, scaffolding/staging where necessary (Ground floor).[Excluding cost of chipping over concrete surface] (ii) With 1:4 cement mortar (c) 10 mm thick plaster Third Floor | BI01010001010000000000000515BI0100001211 | 14.355 | Sq.M | 152.71 |  |  | Excess(+) | 1 | Full Conversion | INR | [40 empty] | 2192.15 | 2192.15 | INR Two Thousand One Hundred & Ninety Two and Paise Fifteen Only
101 | Neat cement punning about 1.5mm thick in wall,dado,window sill,floor etc. NOTE:Cement 0.152 cu.m per100 sq.m. | BI01010001010000000000000515BI0100001212 | 309.003 | Sq.M | 38.46 |  |  | Excess(+) | 1 | Full Conversion | INR | [40 empty] | 11884.26 | 11884.26 | INR Eleven Thousand Eight Hundred & Eighty Four and Paise Twenty Six Only
102 | White washing including cleaning and smoothening surface thoroughly All floors : (c) Three coats (on new works only). | BI01010001010000000000000515BI0100001213 | 2189.872 | Sq.M | 22.64 |  |  | Excess(+) | 1 | Full Conversion | INR | [40 empty] | 49578.7 | 49578.7 | INR Forty Nine Thousand Five Hundred & Seventy Eight and Paise Seventy Only
103 | Colour washing with any shade with Stainers, as required including cleaning and smoothening surface thoroughly : (i) Internal surface (All floors) (b) Two coats (on new works only). (i) Other than yellow, pink. | BI01010001010000000000000515BI0100001214 | 2189.872 | Sq.M | 23.14 |  |  | Excess(+) | 1 | Full Conversion | INR | [40 empty] | 50673.64 | 50673.64 | INR Fifty Thousand Six Hundred & Seventy Three and Paise Sixty Four Only
104 | Cement washing including cleaning and smoothening surface thoroughly (cement to be used @15 kg./100 sq.m. of surface for one coat and @25 kg./100 sq.m of surface for two coats): External surface (Ground floor) (b) Two coats (on new works only). Ground Floor | BI01010001010000000000000515BI0100001215 | 508.148 | Sq.M | 16.11 |  |  | Excess(+) | 1 | Full Conversion | INR | [40 empty] | 8186.26 | 8186.26 | INR Eight Thousand One Hundred & Eighty Six and Paise Twenty Six Only
105 | Cement washing including cleaning and smoothening surface thoroughly (cement to be used @15 kg./100 sq.m. of surface for one coat and @25 kg./100 sq.m of surface for two coats): External surface (Ground floor) (b) Two coats (on new works only). First Floor | BI01010001010000000000000515BI0100001216 | 286.902 | Sq.M | 16.91 |  |  | Excess(+) | 1 | Full Conversion | INR | [40 empty] | 4851.51 | 4851.51 | INR Four Thousand Eight Hundred & Fifty One and Paise Fifty One Only
106 | Cement washing including cleaning and smoothening surface thoroughly (cement to be used @15 kg./100 sq.m. of surface for one coat and @25 kg./100 sq.m of surface for two coats): External surface (Ground floor) (b) Two coats (on new works only). Second Floor | BI01010001010000000000000515BI0100001217 | 204.788 | Sq.M | 17.71 |  |  | Excess(+) | 1 | Full Conversion | INR | [40 empty] | 3626.8 | 3626.8 | INR Three Thousand Six Hundred & Twenty Six and Paise Eighty Only
107 | Acrylic Distemper to interior wall, ceiling with a coat of solvent based interior grade acrylic primer (as per manufacturer's specification) including cleaning and smoothning of surface. Two Coats | BI01010001010000000000000515BI0100001218 | 2351.173 | Sq.M | 79.18 |  |  | Excess(+) | 1 | Full Conversion | INR | [40 empty] | 186165.88 | 186165.88 | INR One Lakh Eighty Six Thousand One Hundred & Sixty Five and Paise Eighty Eight Only
108 | Applying Exterior grade Acrylic primer of approved quality and brand on plastered or cencrete surface old or new surface to receive decorative textured(matt finish) or smooth finish acrylic exterior emulsion paint including scraping and preparing the surface throughly, complete as per manufacturer's specification and as per direction of the EIC. (a) Two Coats Ground Floor | BI01010001010000000000000515BI0100001219 | 325.467 | Sq.M | 51.02 |  |  | Excess(+) | 1 | Full Conversion | INR | [40 empty] | 16605.33 | 16605.33 | INR Sixteen Thousand Six Hundred & Five and Paise Thirty Three Only
109 | Applying Exterior grade Acrylic primer of approved quality and brand on plastered or cencrete surface old or new surface to receive decorative textured(matt finish) or smooth finish acrylic exterior emulsion paint including scraping and preparing the surface throughly, complete as per manufacturer's specification and as per direction of the EIC. (a) Two Coats First Floor | BI01010001010000000000000515BI0100001220 | 246.906 | Sq.M | 51.82 |  |  | Excess(+) | 1 | Full Conversion | INR | [40 empty] | 12794.67 | 12794.67 | INR Twelve Thousand Seven Hundred & Ninety Four and Paise Sixty Seven Only
110 | Applying Exterior grade Acrylic primer of approved quality and brand on plastered or cencrete surface old or new surface to receive decorative textured(matt finish) or smooth finish acrylic exterior emulsion paint including scraping and preparing the surface throughly, complete as per manufacturer's specification and as per direction of the EIC. (a) Two Coats Second Floor | BI01010001010000000000000515BI0100001221 | 265.349 | Sq.M | 52.62 |  |  | Excess(+) | 1 | Full Conversion | INR | [40 empty] | 13962.66 | 13962.66 | INR Thirteen Thousand Nine Hundred & Sixty Two and Paise Sixty Six Only
111 | Applying Exterior grade Acrylic primer of approved quality and brand on plastered or cencrete surface old or new surface to receive decorative textured(matt finish) or smooth finish acrylic exterior emulsion paint including scraping and preparing the surface throughly, complete as per manufacturer's specification and as per direction of the EIC. (a) Two Coats Third Floor | BI01010001010000000000000515BI0100001222 | 128.959 | Sq.M | 53.43 |  |  | Excess(+) | 1 | Full Conversion | INR | [40 empty] | 6890.28 | 6890.28 | INR Six Thousand Eight Hundred & Ninety and Paise Twenty Eight Only
112 | Applying decorative cement based paint of approved quality after preparing the surface including scraping the same thoroughly (plastered or concrete surface) as per manufacturer's specification. (i) Two coats Ground Floor | BI01010001010000000000000515BI0100001223 | 143 | Sq.M | 55.43 |  |  | Excess(+) | 1 | Full Conversion | INR | [40 empty] | 7926.49 | 7926.49 | INR Seven Thousand Nine Hundred & Twenty Six and Paise Forty Nine Only
113 | Protective and Decorative Acrylic exterior emulsion paint of approved quality, as per manufacturer's specification and as per direction of EIC to be applied over acrylic primer as required. The rate includes cost of material, labour, scaffolding and all incidental charges but excluding the cost of primer. (Two Coat) b) Premium 100% Acrylic Emulsion Ground Floor | BI01010001010000000000000515BI0100001224 | 325.467 | Sq.M | 95.02 |  |  | Excess(+) | 1 | Full Conversion | INR | [40 empty] | 30925.87 | 30925.87 | INR Thirty Thousand Nine Hundred & Twenty Five and Paise Eighty Seven Only
114 | Protective and Decorative Acrylic exterior emulsion paint of approved quality, as per manufacturer's specification and as per direction of EIC to be applied over acrylic primer as required. The rate includes cost of material, labour, scaffolding and all incidental charges but excluding the cost of primer. (Two Coat) b) Premium 100% Acrylic Emulsion First Floor | BI01010001010000000000000515BI0100001225 | 246.906 | Sq.M | 95.82 |  |  | Excess(+) | 1 | Full Conversion | INR | [40 empty] | 23658.53 | 23658.53 | INR Twenty Three Thousand Six Hundred & Fifty Eight and Paise Fifty Three Only
115 | Protective and Decorative Acrylic exterior emulsion paint of approved quality, as per manufacturer's specification and as per direction of EIC to be applied over acrylic primer as required. The rate includes cost of material, labour, scaffolding and all incidental charges but excluding the cost of primer. (Two Coat) b) Premium 100% Acrylic Emulsion Second Floor | BI01010001010000000000000515BI0100001226 | 265.349 | Sq.M | 96.63 |  |  | Excess(+) | 1 | Full Conversion | INR | [40 empty] | 25640.67 | 25640.67 | INR Twenty Five Thousand Six Hundred & Forty and Paise Sixty Seven Only
116 | Protective and Decorative Acrylic exterior emulsion paint of approved quality, as per manufacturer's specification and as per direction of EIC to be applied over acrylic primer as required. The rate includes cost of material, labour, scaffolding and all incidental charges but excluding the cost of primer. (Two Coat) b) Premium 100% Acrylic Emulsion Third Floor | BI01010001010000000000000515BI0100001227 | 128.959 | Sq.M | 97.43 |  |  | Excess(+) | 1 | Full Conversion | INR | [40 empty] | 12564.48 | 12564.48 | INR Twelve Thousand Five Hundred & Sixty Four and Paise Forty Eight Only
117 | (b) Rendering the surface of walls and ceiling with white cement based wall putty of approved make and brand(1.5mm thick) | BI01010001010000000000000515BI0100001228 | 62.743 | Sq.M | 124.43 |  |  | Excess(+) | 1 | Full Conversion | INR | [40 empty] | 7807.11 | 7807.11 | INR Seven Thousand Eight Hundred & Seven and Paise Eleven Only
118 | (a) Priming one coat on timber or plastered surface with synthetic oil bound primer of approved quality including smoothening surfaces by sand papering etc. | BI01010001010000000000000515BI0100001229 | 411.128 | Sq.M | 42.99 |  |  | Excess(+) | 1 | Full Conversion | INR | [40 empty] | 17674.39 | 17674.39 | INR Seventeen Thousand Six Hundred & Seventy Four and Paise Thirty Nine Only
119 | (b) Priming one coat on steel or other metal surface with synthetic oil bound primer of approved quality including smoothening surfaces by sand papering etc. | BI01010001010000000000000515BI0100001230 | 234.193 | Sq.M | 32.8 |  |  | Excess(+) | 1 | Full Conversion | INR | [40 empty] | 7681.53 | 7681.53 | INR Seven Thousand Six Hundred & Eighty One and Paise Fifty Three Only
120 | (A) Painting with best quality synthetic enamel paint of approved make and brand including smoothening surface by sand papering etc. including using of approved putty etc. on the surface, if necessary : (a) On timber or plastered surface : With super gloss (hi-gloss) - (iv) Two coats (with any shade except white) | BI01010001010000000000000515BI0100001231 | 411.128 | Sq.M | 91.63 |  |  | Excess(+) | 1 | Full Conversion | INR | [40 empty] | 37671.66 | 37671.66 | INR Thirty Seven Thousand Six Hundred & Seventy One and Paise Sixty Six Only
121 | (A) Painting with best quality synthetic enamel paint of approved make and brand including smoothening surface by sand papering etc. including using of approved putty etc. on the surface, if necessary : (b) On steel or other metal surface : With super gloss (hi-gloss) - (iv) Two coats (with any shade except white) | BI01010001010000000000000515BI0100001232 | 234.193 | Sq.M | 89.36 |  |  | Excess(+) | 1 | Full Conversion | INR | [40 empty] | 20927.49 | 20927.49 | INR Twenty Thousand Nine Hundred & Twenty Seven and Paise Forty Nine Only
122 | Supplying best Indian sheet glass panes set in putty and fitted and fixed with nails and putty complete. (In all floors for internal wall & upto 6 m height for external wall) (ii) 4 mm thick | BI01010001010000000000000515BI0100001233 | 131.56 | Sq.M | 606.32 |  |  | Excess(+) | 1 | Full Conversion | INR | [40 empty] | 79767.46 | 79767.46 | INR Seventy Nine Thousand Seven Hundred & Sixty Seven and Paise Forty Six Only
123 | Extra for fixing glass panes in steel window. | BI01010001010000000000000515BI0100001234 | 131.56 | Sq.M | 75.79 |  |  | Excess(+) | 1 | Full Conversion | INR | [40 empty] | 9970.93 | 9970.93 | INR Nine Thousand Nine Hundred & Seventy and Paise Ninety Three Only
124 | Sanitary & plumbing works | BI01010001010000000000000515BI0100001235 | [53 empty] | 1 | Construction of chamber for 100mm sluices valve | item1 | 10 | 1 Nos
125 | Supplying, fitting and fixing PVC pipes of approved make of Schedule 80 (medium duty) conforming to ASTMD - 1785 and threaded to match with GI Pipes as per IS : 1239 (Part - I). with all necessary accessories, specials viz. socket, bend, tee, union, cross, elbo, nipple, longscrew, reducing socket, reducing tee, short piece etc. fitted with holder bats clamps, including cutting pipes, making threads,fitting, fixing etc. complete in all respect including cost of all necessary fittings as required,jointing materials and two coats of painting with approved paint in any position above ground. (Payment will be made on the centre line measurements of total pipe line including all specials. No separate payment will be made for accesories, specials. Payment for painting will be made seperately) (a) For Exposed Work PVC Pipes (Dia) 15 mm | BI01010001010000000000000515BI0100001236 | 12 | metre | 114.25 |  |  | Excess(+) | 1 | Full Conversion | INR | [40 empty] | 1371 | 1371 | INR One Thousand Three Hundred & Seventy One Only
126 | Supplying, fitting and fixing PVC pipes of approved make of Schedule 80 (medium duty) conforming to ASTMD - 1785 and threaded to match with GI Pipes as per IS : 1239 (Part - I). with all necessary accessories, specials viz. socket, bend, tee, union, cross, elbo, nipple, longscrew, reducing socket, reducing tee, short piece etc. fitted with holder bats clamps, including cutting pipes, making threads,fitting, fixing etc. complete in all respect including cost of all necessary fittings as required,jointing materials and two coats of painting with approved paint in any position above ground. (Payment will be made on the centre line measurements of total pipe line including all specials. No separate payment will be made for accesories, specials. Payment for painting will be made seperately) (a) For Exposed Work PVC Pipes (Dia) 20 mm | BI01010001010000000000000515BI0100001237 | 10 | metre | 145.92 |  |  | Excess(+) | 1 | Full Conversion | INR | [40 empty] | 1459.2 | 1459.2 | INR One Thousand Four Hundred & Fifty Nine and Paise Twenty Only
127 | Supplying, fitting and fixing PVC pipes of approved make of Schedule 80 (medium duty) conforming to ASTMD - 1785 and threaded to match with GI Pipes as per IS : 1239 (Part - I). with all necessary accessories, specials viz. socket, bend, tee, union, cross, elbo, nipple, longscrew, reducing socket, reducing tee, short piece etc. fitted with holder bats clamps, including cutting pipes, making threads,fitting, fixing etc. complete in all respect including cost of all necessary fittings as required,jointing materials and two coats of painting with approved paint in any position above ground. (Payment will be made on the centre line measurements of total pipe line including all specials. No separate payment will be made for accesories, specials. Payment for painting will be made seperately) (a) For Exposed Work PVC Pipes (Dia) 25 mm | BI01010001010000000000000515BI0100001238 | 263 | metre | 200.22 |  |  | Excess(+) | 1 | Full Conversion | INR | [40 empty] | 52657.86 | 52657.86 | INR Fifty Two Thousand Six Hundred & Fifty Seven and Paise Eighty Six Only
128 | Supplying, fitting and fixing PVC pipes of approved make of Schedule 80 (medium duty) conforming to ASTMD - 1785 and threaded to match with GI Pipes as per IS : 1239 (Part - I). with all necessary accessories, specials viz. socket, bend, tee, union, cross, elbo, nipple, longscrew, reducing socket, reducing tee, short piece etc. fitted with holder bats clamps, including cutting pipes, making threads,fitting, fixing etc. complete in all respect including cost of all necessary fittings as required,jointing materials and two coats of painting with approved paint in any position above ground. (Payment will be made on the centre line measurements of total pipe line including all specials. No separate payment will be made for accesories, specials. Payment for painting will be made seperately) (a) For Exposed Work PVC Pipes (Dia) 32 mm | BI01010001010000000000000515BI0100001239 | 80 | metre | 266.96 |  |  | Excess(+) | 1 | Full Conversion | INR | [40 empty] | 21356.8 | 21356.8 | INR Twenty One Thousand Three Hundred & Fifty Six and Paise Eighty Only
129 | Supplying, fitting and fixing PVC pipes of approved make of Schedule 80 (medium duty) conforming to ASTMD - 1785 and threaded to match with GI Pipes as per IS : 1239 (Part - I). with all necessary accessories, specials viz. socket, bend, tee, union, cross, elbo, nipple, longscrew, reducing socket, reducing tee, short piece etc. fitted with holder bats clamps, including cutting pipes, making threads,fitting, fixing etc. complete in all respect including cost of all necessary fittings as required,jointing materials and two coats of painting with approved paint in any position above ground. (Payment will be made on the centre line measurements of total pipe line including all specials. No separate payment will be made for accesories, specials. Payment for painting will be made seperately) (a) For Exposed Work PVC Pipes (Dia) 40 mm | BI01010001010000000000000515BI0100001240 | 120 | metre | 330.31 |  |  | Excess(+) | 1 | Full Conversion | INR | [40 empty] | 39637.2 | 39637.2 | INR Thirty Nine Thousand Six Hundred & Thirty Seven and Paise Twenty Only
130 | Supplying, fitting and fixing PVC pipes of approved make of Schedule 80 (medium duty) conforming to ASTMD - 1785 and threaded to match with GI Pipes as per IS : 1239 (Part - I). with all necessary accessories, specials viz. socket, bend, tee, union, cross, elbo, nipple, longscrew, reducing socket, reducing tee, short piece etc. fitted with holder bats clamps, including cutting pipes, making threads,fitting, fixing etc. complete in all respect including cost of all necessary fittings as required,jointing materials and two coats of painting with approved paint in any position above ground. (Payment will be made on the centre line measurements of total pipe line including all specials. No separate payment will be made for accesories, specials. Payment for painting will be made seperately) (b) For Concealed Work (Dia) 15 mm | BI01010001010000000000000515BI0100001241 | 315 | metre | 154.97 |  |  | Excess(+) | 1 | Full Conversion | INR | [40 empty] | 48815.55 | 48815.55 | INR Forty Eight Thousand Eight Hundred & Fifteen and Paise Fifty Five Only
131 | Supplying, fitting and fixing PVC pipes of approved make of Schedule 80 (medium duty) conforming to ASTMD - 1785 and threaded to match with GI Pipes as per IS : 1239 (Part - I). with all necessary accessories, specials viz. socket, bend, tee, union, cross, elbo, nipple, longscrew, reducing socket, reducing tee, short piece etc. fitted with holder bats clamps, including cutting pipes, making threads,fitting, fixing etc. complete in all respect including cost of all necessary fittings as required,jointing materials and two coats of painting with approved paint in any position above ground. (Payment will be made on the centre line measurements of total pipe line including all specials. No separate payment will be made for accesories, specials. Payment for painting will be made seperately) (b) For Concealed Work (Dia) 20 mm | BI01010001010000000000000515BI0100001242 | 280 | metre | 178.73 |  |  | Excess(+) | 1 | Full Conversion | INR | [40 empty] | 50044.4 | 50044.4 | INR Fifty Thousand &Forty Four and Paise Forty Only
132 | Supplying, fitting and fixing shower of approved brand and make. (ii) Chromium plated round shower with revolving joint (Equivalent to Code No. 541(N) & Model - Tropical / Sumthing Special of ESSCO or similar brand). | BI01010001010000000000000515BI0100001243 | 12 | each | 407.23 |  |  | Excess(+) | 1 | Full Conversion | INR | [40 empty] | 4886.76 | 4886.76 | INR Four Thousand Eight Hundred & Eighty Six and Paise Seventy Six Only
133 | (iii) Chromium plated shower arm 240 mm long (Equivalent to Code No. 536(A) & Model - Tropical / Sumthing Special of ESSCO or similar brand). | BI01010001010000000000000515BI0100001244 | 12 | each | 349.54 |  |  | Excess(+) | 1 | Full Conversion | INR | [40 empty] | 4194.48 | 4194.48 | INR Four Thousand One Hundred & Ninety Four and Paise Forty Eight Only
134 | Supplying, fitting and fixing Peet's valve fullway gunmetal standard pattern best quality of approved brand bearing I.S.I. marking with fittings (tested to 21 kg per sq. cm.). 40 mm dia | BI01010001010000000000000515BI0100001245 | 11 | each | 1861.96 |  |  | Excess(+) | 1 | Full Conversion | INR | [40 empty] | 20481.56 | 20481.56 | INR Twenty Thousand Four Hundred & Eighty One and Paise Fifty Six Only
135 | Supplying, fitting and fixing Peet's valve fullway gunmetal standard pattern best quality of approved brand bearing I.S.I. marking with fittings (tested to 21 kg per sq. cm.). 32 mm dia | BI01010001010000000000000515BI0100001246 | 28 | each | 1423.05 |  |  | Excess(+) | 1 | Full Conversion | INR | [40 empty] | 39845.4 | 39845.4 | INR Thirty Nine Thousand Eight Hundred & Forty Five and Paise Forty Only
136 | Supplying, fitting and fixing Peet's valve fullway gunmetal standard pattern best quality of approved brand bearing I.S.I. marking with fittings (tested to 21 kg per sq. cm.). 25 mm dia | BI01010001010000000000000515BI0100001247 | 24 | each | 1031.65 |  |  | Excess(+) | 1 | Full Conversion | INR | [40 empty] | 24759.6 | 24759.6 | INR Twenty Four Thousand Seven Hundred & Fifty Nine and Paise Sixty Only
137 | Supplying, fitting and fixing Peet's valve fullway gunmetal standard pattern best quality of approved brand bearing I.S.I. marking with fittings (tested to 21 kg per sq. cm.). 20 mm dia | BI01010001010000000000000515BI0100001248 | 22 | each | 743.2 |  |  | Excess(+) | 1 | Full Conversion | INR | [40 empty] | 16350.4 | 16350.4 | INR Sixteen Thousand Three Hundred & Fifty and Paise Forty Only
138 | Supplying, fitting and fixing bib cock or stop cock. (a) (i) Chromium plated Bib Cock short body (Equivalent to Code No. 511 & Model - Tropical / Sumthing Special of ESSCO or similar brand). | BI01010001010000000000000515BI0100001249 | 66 | each | 609.72 |  |  | Excess(+) | 1 | Full Conversion | INR | [40 empty] | 40241.52 | 40241.52 | INR Forty Thousand Two Hundred & Forty One and Paise Fifty Two Only
139 | (b) (i) Chromium plated Stop Cock (Equivalent to Code No. 513(A) & 513(B) & Model - Tropical / Sumthing Special of ESSCO or similar | BI01010001010000000000000515BI0100001250 | 21 | each | 557.68 |  |  | Excess(+) | 1 | Full Conversion | INR | [40 empty] | 11711.28 | 11711.28 | INR Eleven Thousand Seven Hundred & Eleven and Paise Twenty Eight Only
140 | (c)(i) Chromium plated angular stop cock with wall flange (Equivalent to Code No. 5053 & Model- Florentine of Jaguar or similar brand) | BI01010001010000000000000515BI0100001251 | 96 | each | 921.93 |  |  | Excess(+) | 1 | Full Conversion | INR | [40 empty] | 88505.28 | 88505.28 | INR Eighty Eight Thousand Five Hundred & Five and Paise Twenty Eight Only
141 | Supplying, fitting and fixing white vitreous china best quality approved make wash basin with C.I. brackets on 75 mm X 75 mm wooden blocks, C.P. waste fittings of 32 mm dia., one approved quality brass C.P. pillar cock of 15 mm dia., C.P. chain with rubber plug of 30 mm dia., approved quality P.V.C. waste pipe with C.P. nut 32 mm dia., 900 mm long approved quality P.V.C. connection pipe with heavy brass C.P. nut including mending good all damages and painting the brackets with two coats of approved paint. (iii) 630 mm X 450 mm size | BI01010001010000000000000515BI0100001252 | 23 | each | 3687.71 |  |  | Excess(+) | 1 | Full Conversion | INR | [40 empty] | 84817.33 | 84817.33 | INR Eighty Four Thousand Eight Hundred & Seventeen and Paise Thirty Three Only
142 | Supplying, fitting and fixing Flat back urinal (half stall urinal) in white vitreous chinaware of approved make in position with brass screws on 75 mm X 75 mm X 75 mm wooden blocks complete. (i) 635 mm X 395 mm X 420 mm | BI01010001010000000000000515BI0100001253 | 14 | each | 3245.41 |  |  | Excess(+) | 1 | Full Conversion | INR | [40 empty] | 45435.74 | 45435.74 | INR Forty Five Thousand Four Hundred & Thirty Five and Paise Seventy Four Only
143 | Supplying, fitting and fixing urinal flush pipe fittings of approved brand. (a) C.P. urinal flush pipe fittings range of one | BI01010001010000000000000515BI0100001254 | 14 | each | 468.32 |  |  | Excess(+) | 1 | Full Conversion | INR | [40 empty] | 6556.48 | 6556.48 | INR Six Thousand Five Hundred & Fifty Six and Paise Forty Eight Only
144 | Supplying, fitting and fixing Shallow water closet Indian pattern (I.P.W.C.) of approved make in white vitreous chinaware in position (excluding cost of concrete for fixing). (i) 580 mm long | BI01010001010000000000000515BI0100001255 | 21 | each | 1100.66 |  |  | Excess(+) | 1 | Full Conversion | INR | [40 empty] | 23113.86 | 23113.86 | INR Twenty Three Thousand One Hundred & Thirteen and Paise Eighty Six Only
145 | Supplying, fitting and fixing 10 litre P.V.C. low-down cistern conforming to I.S. specification with P.V.C. fittings complete,C.I. brackets including two coats of painting to bracket etc. | BI01010001010000000000000515BI0100001256 | 21 | each | 1148.17 |  |  | Excess(+) | 1 | Full Conversion | INR | [40 empty] | 24111.57 | 24111.57 | INR Twenty Four Thousand One Hundred & Eleven and Paise Fifty Seven Only
146 | Supplying, fitting and fixing porcelain partition wall of approved make of size 618 mm X 310 mm complete in all respect. | BI01010001010000000000000515BI0100001257 | 10 | each | 1280.52 |  |  | Excess(+) | 1 | Full Conversion | INR | [40 empty] | 12805.2 | 12805.2 | INR Twelve Thousand Eight Hundred & Five and Paise Twenty Only
147 | Supplying,fitting and fixing approved brand 32 mm dia.P.V.C. waste pipe, with PVC coupling at one end fitted with necessary clamps. (iv) 1050 mm long | BI01010001010000000000000515BI0100001258 | 12 | each | 102.94 |  |  | Excess(+) | 1 | Full Conversion | INR | [40 empty] | 1235.28 | 1235.28 | INR One Thousand Two Hundred & Thirty Five and Paise Twenty Eight Only
148 | Supplying, fitting and fixing best quality Indian make mirror 5.5 mm thick with silvering as per I.S.I. specifications supported on fibre glass frame of any colour, frame size 550 mm X 400 mm | BI01010001010000000000000515BI0100001259 | 23 | each | 693.43 |  |  | Excess(+) | 1 | Full Conversion | INR | [40 empty] | 15948.89 | 15948.89 | INR Fifteen Thousand Nine Hundred & Forty Eight and Paise Eighty Nine Only
149 | Supplying, fitting and fixing C.I. round grating. (i) 100 mm | BI01010001010000000000000515BI0100001260 | 100 | each | 70.13 |  |  | Excess(+) | 1 | Full Conversion | INR | [40 empty] | 7013 | 7013 | INR Seven Thousand &Thirteen Only
150 | Supplying, fitting and fixing liquid soap container. (b) PTMT(Prayag or equivalent) | BI01010001010000000000000515BI0100001261 | 23 | each | 237.55 |  |  | Excess(+) | 1 | Full Conversion | INR | [40 empty] | 5463.65 | 5463.65 | INR Five Thousand Four Hundred & Sixty Three and Paise Sixty Five Only
151 | Supplying, fitting and fixing soap holder. (a) PTMT (Prayag or equivalent) | BI01010001010000000000000515BI0100001262 | 44 | each | 152.71 |  |  | Excess(+) | 1 | Full Conversion | INR | [40 empty] | 6719.24 | 6719.24 | INR Six Thousand Seven Hundred & Nineteen and Paise Twenty Four Only
152 | Supplying, fitting and fixing towel rail with two brackets. (ii) 25 mm dia. and 600 mm long | BI01010001010000000000000515BI0100001263 | 50 | each | 486.42 |  |  | Excess(+) | 1 | Full Conversion | INR | [40 empty] | 24321 | 24321 | INR Twenty Four Thousand Three Hundred & Twenty One Only
153 | Supplying P.V.C. water storage tank of approved quality with closed top with lid (Black) - Multilayer (d) 2000 litre capacity | BI01010001010000000000000515BI0100001264 | 11 | each | 11802.94 |  |  | Excess(+) | 1 | Full Conversion | INR | [40 empty] | 129832.34 | 129832.34 | INR One Lakh Twenty Nine Thousand Eight Hundred & Thirty Two and Paise Thirty Four Only
154 | Supply of UPVC pipes (B Type) and fittings conforming to IS-13592-1992 (A) (i) Single Socketed 3 Meter Length (a) 75 mm | BI01010001010000000000000515BI0100001265 | 137.9 | metre | 221.72 |  |  | Excess(+) | 1 | Full Conversion | INR | [40 empty] | 30575.19 | 30575.19 | INR Thirty Thousand Five Hundred & Seventy Five and Paise Nineteen Only
155 | Supply of UPVC pipes (B Type) and fittings conforming to IS-13592-1992 (A) (i) Single Socketed 3 Meter Length (b) 110 mm | BI01010001010000000000000515BI0100001266 | 415 | metre | 330.31 |  |  | Excess(+) | 1 | Full Conversion | INR | [40 empty] | 137078.65 | 137078.65 | INR One Lakh Thirty Seven Thousand &Seventy Eight and Paise Sixty Five Only
156 | Supply of UPVC pipes (B Type) and fittings conforming to IS-13592-1992 (A) (i) Single Socketed 3 Meter Length (c) 160 mm | BI01010001010000000000000515BI0100001267 | 286 | metre | 617.64 |  |  | Excess(+) | 1 | Full Conversion | INR | [40 empty] | 176645.04 | 176645.04 | INR One Lakh Seventy Six Thousand Six Hundred & Forty Five and Paise Four Only
157 | Supply of UPVC pipes (B Type) and fittings conforming to IS-13592-1992 (B) Fittings (ii) Plain Tee (a) 75 mm | BI01010001010000000000000515BI0100001268 | 40 | Each | 52.04 |  |  | Excess(+) | 1 | Full Conversion | INR | [40 empty] | 2081.6 | 2081.6 | INR Two Thousand &Eighty One and Paise Sixty Only
158 | Supply of UPVC pipes (B Type) and fittings conforming to IS-13592-1992 (B) Fittings (ii) Plain Tee (b) 110 mm | BI01010001010000000000000515BI0100001269 | 50 | Each | 96.15 |  |  | Excess(+) | 1 | Full Conversion | INR | [40 empty] | 4807.5 | 4807.5 | INR Four Thousand Eight Hundred & Seven and Paise Fifty Only
159 | Supply of UPVC pipes (B Type) and fittings conforming to IS-13592-1992 (B) Fittings (ii) Plain Tee (c) 160 mm | BI01010001010000000000000515BI0100001270 | 29 | Each | 296.37 |  |  | Excess(+) | 1 | Full Conversion | INR | [40 empty] | 8594.73 | 8594.73 | INR Eight Thousand Five Hundred & Ninety Four and Paise Seventy Three Only
160 | Supply of UPVC pipes (B Type) and fittings conforming to IS-13592-1992 (B) Fittings (iii) Door Tee (a) 75 mm | BI01010001010000000000000515BI0100001271 | 26 | Each | 114.25 |  |  | Excess(+) | 1 | Full Conversion | INR | [40 empty] | 2970.5 | 2970.5 | INR Two Thousand Nine Hundred & Seventy and Paise Fifty Only
161 | Supply of UPVC pipes (B Type) and fittings conforming to IS-13592-1992 (B) Fittings (iii) Door Tee (b) 110 mm | BI01010001010000000000000515BI0100001272 | 42 | Each | 220.58 |  |  | Excess(+) | 1 | Full Conversion | INR | [40 empty] | 9264.36 | 9264.36 | INR Nine Thousand Two Hundred & Sixty Four and Paise Thirty Six Only
162 | Supply of UPVC pipes (B Type) and fittings conforming to IS-13592-1992 (B) Fittings (iii) Door Tee (c) 160 mm | BI01010001010000000000000515BI0100001273 | 23 | Each | 581.44 |  |  | Excess(+) | 1 | Full Conversion | INR | [40 empty] | 13373.12 | 13373.12 | INR Thirteen Thousand Three Hundred & Seventy Three and Paise Twelve Only
163 | Supply of UPVC pipes (B Type) and fittings conforming to IS-13592-1992 (B) Fittings iv) Door Y (LH) & (RH) (a) 75 mm | BI01010001010000000000000515BI0100001274 | 3 | Each | 158.37 |  |  | Excess(+) | 1 | Full Conversion | INR | [40 empty] | 475.11 | 475.11 | INR Four Hundred & Seventy Five and Paise Eleven Only
164 | Supply of UPVC pipes (B Type) and fittings conforming to IS-13592-1992 (B) Fittings iv) Door Y (LH) & (RH) (b) 110 mm | BI01010001010000000000000515BI0100001275 | 4 | Each | 312.21 |  |  | Excess(+) | 1 | Full Conversion | INR | [40 empty] | 1248.84 | 1248.84 | INR One Thousand Two Hundred & Forty Eight and Paise Eighty Four Only
165 | Supply of UPVC pipes (B Type) and fittings conforming to IS-13592-1992 (B) Fittings v) Plain Y (a) 75 mm | BI01010001010000000000000515BI0100001276 | 7 | Each | 115.38 |  |  | Excess(+) | 1 | Full Conversion | INR | [40 empty] | 807.66 | 807.66 | INR Eight Hundred & Seven and Paise Sixty Six Only
166 | Supply of UPVC pipes (B Type) and fittings conforming to IS-13592-1992 (B) Fittings v) Plain Y (b) 110 mm | BI01010001010000000000000515BI0100001277 | 9 | Each | 233.03 |  |  | Excess(+) | 1 | Full Conversion | INR | [40 empty] | 2097.27 | 2097.27 | INR Two Thousand &Ninety Seven and Paise Twenty Seven Only
167 | Supply of UPVC pipes (B Type) and fittings conforming to IS-13592-1992 (B) Fittings v) Plain Y (c) 160 mm | BI01010001010000000000000515BI0100001278 | 4 | Each | 659.49 |  |  | Excess(+) | 1 | Full Conversion | INR | [40 empty] | 2637.96 | 2637.96 | INR Two Thousand Six Hundred & Thirty Seven and Paise Ninety Six Only
168 | Supply of UPVC pipes (B Type) and fittings conforming to IS-13592-1992 (B) Fittings vii) Double Y (a) 75 mm | BI01010001010000000000000515BI0100001279 | 1 | Each | 169.68 |  |  | Excess(+) | 1 | Full Conversion | INR | [40 empty] | 169.68 | 169.68 | INR One Hundred & Sixty Nine and Paise Sixty Eight Only
169 | Supply of UPVC pipes (B Type) & fittings conforming to IS-13592-1992 (B) Fittings vii) Double Y (b) 110 mm | BI01010001010000000000000515BI0100001280 | 1 | Each | 309.95 |  |  | Excess(+) | 1 | Full Conversion | INR | [40 empty] | 309.95 | 309.95 | INR Three Hundred & Nine and Paise Ninety Five Only
170 | Supply of UPVC pipes (B Type) and fittings conforming to IS-13592-1992 (B) Fittings ix) Bend 45º (a) 75 mm | BI01010001010000000000000515BI0100001281 | 22 | Each | 61.08 |  |  | Excess(+) | 1 | Full Conversion | INR | [40 empty] | 1343.76 | 1343.76 | INR One Thousand Three Hundred & Forty Three and Paise Seventy Six Only
171 | Supply of UPVC pipes (B Type) and fittings conforming to IS-13592-1992 (B) Fittings ix) Bend 45º (b) 110 mm | BI01010001010000000000000515BI0100001282 | 23 | Each | 100.68 |  |  | Excess(+) | 1 | Full Conversion | INR | [40 empty] | 2315.64 | 2315.64 | INR Two Thousand Three Hundred & Fifteen and Paise Sixty Four Only
172 | Supply of UPVC pipes (B Type) and fittings conforming to IS-13592-1992 (B) Fittings ix) Bend 45º (c) 160 mm | BI01010001010000000000000515BI0100001283 | 9 | Each | 331.44 |  |  | Excess(+) | 1 | Full Conversion | INR | [40 empty] | 2982.96 | 2982.96 | INR Two Thousand Nine Hundred & Eighty Two and Paise Ninety Six Only
173 | Supply of UPVC pipes (B Type) and fittings conforming to IS-13592-1992 (B) Fittings x) Bend 87.5º (a) 75 mm | BI01010001010000000000000515BI0100001284 | 28 | Each | 69 |  |  | Excess(+) | 1 | Full Conversion | INR | [40 empty] | 1932 | 1932 | INR One Thousand Nine Hundred & Thirty Two Only
174 | Supply of UPVC pipes (B Type) and fittings conforming to IS-13592-1992 (B) Fittings x) Bend 87.5º (b) 110 mm | BI01010001010000000000000515BI0100001285 | 44 | Each | 135.74 |  |  | Excess(+) | 1 | Full Conversion | INR | [40 empty] | 5972.56 | 5972.56 | INR Five Thousand Nine Hundred & Seventy Two and Paise Fifty Six Only
175 | Supply of UPVC pipes (B Type) and fittings conforming to IS-13592-1992 (B) Fittings x) Bend 87.5º (c) 160 mm | BI01010001010000000000000515BI0100001286 | 17 | Each | 382.35 |  |  | Excess(+) | 1 | Full Conversion | INR | [40 empty] | 6499.95 | 6499.95 | INR Six Thousand Four Hundred & Ninety Nine and Paise Ninety Five Only
176 | Supply of UPVC pipes (B Type) and fittings conforming to IS-13592-1992 (B) Fittings xiii) Cross Tee (a) 75 mm | BI01010001010000000000000515BI0100001287 | 1 | Each | 164.02 |  |  | Excess(+) | 1 | Full Conversion | INR | [40 empty] | 164.02 | 164.02 | INR One Hundred & Sixty Four and Paise Two Only
177 | Supply of UPVC pipes (B Type) and fittings conforming to IS-13592-1992 (B) Fittings xiii) Cross Tee (b) 110 mm | BI01010001010000000000000515BI0100001288 | 1 | Each | 210.4 |  |  | Excess(+) | 1 | Full Conversion | INR | [40 empty] | 210.4 | 210.4 | INR Two Hundred & Ten and Paise Forty Only
178 | Supply of UPVC pipes (B Type) and fittings conforming to IS-13592-1992 (B) Fittings xiv) Cross Tee with Door (a) 75 mm | BI01010001010000000000000515BI0100001289 | 1 | Each | 244.34 |  |  | Excess(+) | 1 | Full Conversion | INR | [40 empty] | 244.34 | 244.34 | INR Two Hundred & Forty Four and Paise Thirty Four Only
179 | Supply of UPVC pipes (B Type) and fittings conforming to IS-13592-1992 (B) Fittings xiv) Cross Tee with Door (b) 110 mm | BI01010001010000000000000515BI0100001290 | 1 | Each | 270.36 |  |  | Excess(+) | 1 | Full Conversion | INR | [40 empty] | 270.36 | 270.36 | INR Two Hundred & Seventy and Paise Thirty Six Only
180 | Supply of UPVC pipes (B Type) and fittings conforming to IS-13592-1992 (B) Fittings xv) Vent Cowl (a) 75 mm | BI01010001010000000000000515BI0100001291 | 14 | Each | 28.28 |  |  | Excess(+) | 1 | Full Conversion | INR | [40 empty] | 395.92 | 395.92 | INR Three Hundred & Ninety Five and Paise Ninety Two Only
181 | Supply of UPVC pipes (B Type) and fittings conforming to IS-13592-1992 (B) Fittings xv) Vent Cowl (b) 110 mm | BI01010001010000000000000515BI0100001292 | 20 | Each | 37.33 |  |  | Excess(+) | 1 | Full Conversion | INR | [40 empty] | 746.6 | 746.6 | INR Seven Hundred & Forty Six and Paise Sixty Only
182 | Supply of UPVC pipes (B Type) and fittings conforming to IS-13592-1992 (B) Fittings xv) Vent Cowl (c) 160 mm | BI01010001010000000000000515BI0100001293 | 8 | Each | 64.48 |  |  | Excess(+) | 1 | Full Conversion | INR | [40 empty] | 515.84 | 515.84 | INR Five Hundred & Fifteen and Paise Eighty Four Only
183 | Supply of UPVC pipes (B Type) and fittings conforming to IS-13592-1992 (B) Fittings xvi) Pipe Clip (a) 75 mm | BI01010001010000000000000515BI0100001294 | 230 | Each | 18.1 |  |  | Excess(+) | 1 | Full Conversion | INR | [40 empty] | 4163 | 4163 | INR Four Thousand One Hundred & Sixty Three Only
184 | Supply of UPVC pipes (B Type) and fittings conforming to IS-13592-1992 (B) Fittings xvi) Pipe Clip (b) 110 mm | BI01010001010000000000000515BI0100001295 | 280 | Each | 23.76 |  |  | Excess(+) | 1 | Full Conversion | INR | [40 empty] | 6652.8 | 6652.8 | INR Six Thousand Six Hundred & Fifty Two and Paise Eighty Only
185 | Supply of UPVC pipes (B Type) and fittings conforming to IS-13592-1992 (B) Fittings xvi) Pipe Clip (c) 160 mm | BI01010001010000000000000515BI0100001296 | 190 | Each | 48.64 |  |  | Excess(+) | 1 | Full Conversion | INR | [40 empty] | 9241.6 | 9241.6 | INR Nine Thousand Two Hundred & Forty One and Paise Sixty Only
186 | Labour for fitting and fixing U.P.V.C piupes for above ground work including cost of joining materials etc. fitting and fixing all necessary specials, cutting pipes,cutting holes in walls or R.C floor where necessary and mending good all damages excluding the cost of masonry or concrete work, if necessary but including the cost and fitting and fixing holder bat clamps (any floor) or for underground work including cutting trenches upto 1.5 mtr. and refilling the same complete as per direction of the Engineer - in - Charge.(payment will be made on centre line measurment of the total pipe line including specials) (A) Above ground (i) 75 mm | BI01010001010000000000000515BI0100001297 | 84 | metre | 50.9 |  |  | Excess(+) | 1 | Full Conversion | INR | [40 empty] | 4275.6 | 4275.6 | INR Four Thousand Two Hundred & Seventy Five and Paise Sixty Only
187 | Labour for fitting and fixing U.P.V.C piupes for above ground work including cost of joining materials etc. fitting and fixing all necessary specials, cutting pipes,cutting holes in walls or R.C floor where necessary and mending good all damages excluding the cost of masonry or concrete work, if necessary but including the cost and fitting and fixing holder bat clamps (any floor) or for underground work including cutting trenches upto 1.5 mtr. and refilling the same complete as per direction of the Engineer - in - Charge.(payment will be made on centre line measurment of the total pipe line including specials) (A) Above ground (ii) 110 mm | BI01010001010000000000000515BI0100001298 | 249 | metre | 64.48 |  |  | Excess(+) | 1 | Full Conversion | INR | [40 empty] | 16055.52 | 16055.52 | INR Sixteen Thousand &Fifty Five and Paise Fifty Two Only
188 | Labour for fitting and fixing U.P.V.C piupes for above ground work including cost of joining materials etc. fitting and fixing all necessary specials, cutting pipes,cutting holes in walls or R.C floor where necessary and mending good all damages excluding the cost of masonry or concrete work, if necessary but including the cost and fitting and fixing holder bat clamps (any floor) or for underground work including cutting trenches upto 1.5 mtr. and refilling the same complete as per direction of the Engineer - in - Charge.(payment will be made on centre line measurment of the total pipe line including specials) (A) Above ground (iii) 160 mm | BI01010001010000000000000515BI0100001299 | 171.6 | metre | 74.66 |  |  | Excess(+) | 1 | Full Conversion | INR | [40 empty] | 12811.66 | 12811.66 | INR Twelve Thousand Eight Hundred & Eleven and Paise Sixty Six Only
189 | Labour for fitting and fixing U.P.V.C piupes for above ground work including cost of joining materials etc. fitting and fixing all necessary specials, cutting pipes,cutting holes in walls or R.C floor where necessary and mending good all damages excluding the cost of masonry or concrete work, if necessary but including the cost and fitting and fixing holder bat clamps (any floor) or for underground work including cutting trenches upto 1.5 mtr. and refilling the same complete as per direction of the Engineer - in - Charge.(payment will be made on centre line measurment of the total pipe line including specials) (B) Under ground (i) 75 mm | BI01010001010000000000000515BI0100001300 | 56 | metre | 82.58 |  |  | Excess(+) | 1 | Full Conversion | INR | [40 empty] | 4624.48 | 4624.48 | INR Four Thousand Six Hundred & Twenty Four and Paise Forty Eight Only
190 | Labour for fitting and fixing U.P.V.C piupes for above ground work including cost of joining materials etc. fitting and fixing all necessary specials, cutting pipes,cutting holes in walls or R.C floor where necessary and mending good all damages excluding the cost of masonry or concrete work, if necessary but including the cost and fitting and fixing holder bat clamps (any floor) or for underground work including cutting trenches upto 1.5 mtr. and refilling the same complete as per direction of the Engineer - in - Charge.(payment will be made on centre line measurment of the total pipe line including specials) (B) Under ground (ii) 110 mm | BI01010001010000000000000515BI0100001301 | 166 | metre | 95.02 |  |  | Excess(+) | 1 | Full Conversion | INR | [40 empty] | 15773.32 | 15773.32 | INR Fifteen Thousand Seven Hundred & Seventy Three and Paise Thirty Two Only
191 | Labour for fitting and fixing U.P.V.C piupes for above ground work including cost of joining materials etc. fitting and fixing all necessary specials, cutting pipes,cutting holes in walls or R.C floor where necessary and mending good all damages excluding the cost of masonry or concrete work, if necessary but including the cost and fitting and fixing holder bat clamps (any floor) or for underground work including cutting trenches upto 1.5 mtr. and refilling the same complete as per direction of the Engineer - in - Charge.(payment will be made on centre line measurment of the total pipe line including specials) (B) Under ground (iii) 160 mm | BI01010001010000000000000515BI0100001302 | 114.4 | metre | 105.2 |  |  | Excess(+) | 1 | Full Conversion | INR | [40 empty] | 12034.88 | 12034.88 | INR Twelve Thousand &Thirty Four and Paise Eighty Eight Only
192 | Constructing Inspection pit of inside measurement 600mm X 600mm X upto 600mm (depth) with 250 mm thick 1st. class brick work in cement mortar (1:4) on all sides, bottom of the pit consisting of 100 mm thick cement concrete (1:3:6) with stone chips over a layer of jhama brick flat soling, 15 mm thick (1:4) cement plaster to inside walls and out-side walls upto G.L. and 20 mm.thick (1:4) plaster to bottom of the pit, providing necessary invert with cement concrete (1:3:6) with stone chips as per direction, neat cement finishing to entire internal surfaces, top of the pit covered with 100 mm thick R.C.C. slab (1:1.5:3) with stone chips and necessary reinforcements upto 1% and shuttering including 6 mm thick cement plaster (1:4) in all external surfaces of the slab and one 560 mm dia. R.C.C. manhole cover of approved make supplied, fitted and fixed in the slab with necessary fittings, necessary earthwork in excavation in all sorts of soil, filling sides of the pit with earth and removing spoils after work complete in all respect with all costs of labour and materials. i) With Pakur variety. (SAIL/TATA/RINL) | BI01010001010000000000000515BI0100001303 | 32 | Each | 8135.59 |  |  | Excess(+) | 1 | Full Conversion | INR | [40 empty] | 260338.88 | 260338.88 | INR Two Lakh Sixty Thousand Three Hundred & Thirty Eight and Paise Eighty Eight Only
193 | Construction of septic tank of different capacities as per approved drawing with 1st class brick work in cement mortar (1:4) including two 560 mm dia. R.C.C. manhole cover(heavy type)of approved make supplied, fitted and fixed in the 100mm thick R.C.C (1:1.5:3) top slab with necessary fittings, 20mm thick cement plaster (4 : 1) with neat cement finish to the internal surfaces and 15 mm thick cement plaster (4 : 1) to outside wall upto 200 mm below G.L floor finished with 25 mm thick grey artificial stone over 100 mm thick R.C.C(1:1.5:3) bottom slab including supplying, fitting and fixing all necessry specials, fittings, S.W. tees, C.I. foot rest etc. including excavation earth in all sorts of soil, shoring, bailing out and pumping out water as necessary, ramming, dressing the bed and fefilling the sides of the tanks with earth, removing spoils, filling up the chamber with clear water, removing foreign materials from the chamber and including constructing attached inspection pit as per approved drawing and connecting all necessary pipes, joints etc. with internal plaster work and artificial stone flooring is to be done with admixture of water proofing compound @ 0.5% by weight of cement with all costs of labour and materials. Note:- (i) Finished level of Septic Tank should be 400 mm. from Ground Level. (ii) Height of 50 mm. Ventilation pipe &Mosquito proof mesh, should be follwed as per IS:2470,Part- I.Payment will be made separetly on the basis of actual height based on relevant I.S.Code. (iv) For 50 users A) With Pakur variety. (SAIL/TATA/RINL) | BI01010001010000000000000515BI0100001304 | 5 | Each | 102472.01 |  |  | Excess(+) | 1 | Full Conversion | INR | [40 empty] | 512360.05 | 512360.05 | INR Five Lakh Twelve Thousand Three Hundred & Sixty and Paise Five Only
194 | Construction of circular soak well 2.5 metre deep in all types of sandy soils with dry brick work upto 1.6 metre from the bottom having 150 mm intermediate cement brick work (1:4) band all round and cement brick work (1:4) upto 0.90 metre from top with 20mm thick cement plastering (1:4) to inside face upto the depth of cement brick work, 15mm thick cement plaster (1:4) on outer face from top of the well upto G.L. and 6 mm thick cement plaster (1:4) on top of the R.C.C. cover slab including filling bottom 1.00 metre of inside of the well with brick metal (50 mm to 63 mm size) including R.C.C. cover slab of 100 mm thick with cement conc (1:1.5:3) with stone chips with necessary reinforcement and shuttering including one 560 mm dia. R.C.C. manhole cover (heavy type)of approved make supplied, fitted and fixed in the cover slab with necessary fittings, making nacessary arrangements for pipe connections, excavation of well including shoring, dewatering and removing the exess earth from the premises as per direction complete in all respect with all costs of labour and materials. With 250 mm thick dry brick work and 250 mm thick cement brick work (1:6) and 1.00m inside dia. (SAIL/TATA/RINL) | BI01010001010000000000000515BI0100001305 | 5 | Each | 18388.79 |  |  | Excess(+) | 1 | Full Conversion | INR | [40 empty] | 91943.95 | 91943.95 | INR Ninety One Thousand Nine Hundred & Forty Three and Paise Ninety Five Only
195 | Electrical works | BI01010001010000000000000515BI0100001306 | [53 empty] | 1 | Construction of chamber for 100mm sluices valve | item1 | 10 | 1 Nos
196 | Supply & Fixing 415V 125A TPN switch (LT) in suitable SS enclosure with HRC fuses on LS & NL on angle iron frame on wall incl. earthing attachment. | BI01010001010000000000000515BI0100001307 | 1 | set | 8387.85 |  |  | Excess(+) | 1 | Full Conversion | INR | [40 empty] | 8387.85 | 8387.85 | INR Eight Thousand Three Hundred & Eighty Seven and Paise Eighty Five Only | 9488.34
197 | Supply & Fixing 415V 125A four pole on load Change over switch (LT/Havells) in suitable SS enclosure on angle iron frame on wall incl. earthing attachment. | BI01010001010000000000000515BI0100001308 | 1 | set | 9692.12 |  |  | Excess(+) | 1 | Full Conversion | INR | [40 empty] | 9692.12 | 9692.12 | INR Nine Thousand Six Hundred & Ninety Two and Paise Twelve Only
198 | Supply & fixing 415 volt 63ATPN switch in S.S. enclosure with HRC fuses onLS & NL to be fixed on angle frame on wall including earthing attachment.(LT/Seimens) | BI01010001010000000000000515BI0100001309 | 1 | set | 4674.12 |  |  | Excess(+) | 1 | Full Conversion | INR | [40 empty] | 4674.12 | 4674.12 | INR Four Thousand Six Hundred & Seventy Four and Paise Twelve Only
199 | Supply & fixing 240 volt 32A DP switch in S.S. enclosure with fuses onLS & NL to be fixed on angle frame on wall including earthing attachment. (Havells/Standard) | BI01010001010000000000000515BI0100001310 | 1 | set | 1444.54 |  |  | Excess(+) | 1 | Full Conversion | INR | [40 empty] | 1444.54 | 1444.54 | INR One Thousand Four Hundred & Forty Four and Paise Fifty Four Only
200 | Supply & fixing double door type 6 way Vertical TPNMCB DB (Legrand) with IP 42/43 protection SS enclosure recessed in wall & mending good the damages to original finish incl. interconnection with suitable size of copper wire, neutral link & earthing attachment comprising of the following accessories a) 125A Four pole thermal magnetic MCCB- 1 no b) 63A TP MCB ---4 nos b) 32A TP MCB --- 2 nos | BI01010001010000000000000515BI0100001311 | 1 | set | 29006.23 |  |  | Excess(+) | 1 | Full Conversion | INR | [40 empty] | 29006.23 | 29006.23 | INR Twenty Nine Thousand &Six and Paise Twenty Three Only
201 | Supply & fixing 4 way double door horizontal TPN MCB DB with SS enclosure (Legrand/Seimens/ABB) concealed in wall after cutting the wall & mending good the damages to original finish with earthing attachment comprising with the following. a) 63 A Four Pole isolator -1 No. b)16 to 32 A range SP MCB.-6 Nos. c) Blank plate -6 nos | BI01010001010000000000000515BI0100001312 | 2 | set | 5470.48 |  |  | Excess(+) | 1 | Full Conversion | INR | [40 empty] | 10940.96 | 10940.96 | INR Ten Thousand Nine Hundred & Forty and Paise Ninety Six Only
202 | Supply & Fixing (2+12) way SPN MCBDB (Legrand) with IP-42/43 protection Concealed in wall & mending good the damages to original finish incl. Interconnection with suitable copper wire & nuetral link incl. earthing attachment comprising with the following (All Legrand): a) 63A DP MCB isolator & necy. connection --- 1 no b) 6 to 16A SP MCB as required breaking capacity 10KA & C characteristic ---- 12 nos | BI01010001010000000000000515BI0100001313 | 4 | set | 5087.01 |  |  | Excess(+) | 1 | Full Conversion | INR | [40 empty] | 20348.04 | 20348.04 | INR Twenty Thousand Three Hundred & Forty Eight and Paise Four Only
203 | Supply & fixing SPN MCB DB (2+8) WAY (Make legrand/ Seimens/ ABB) with S.S. Enclosure concealed in wall after cutting wall & mending good the damages & earthing attachment comprising with the following: a) 40 A DP isolator - 1 No. b) 6 to 16 A range SPMCB - 8 Nos. | BI01010001010000000000000515BI0100001314 | 6 | set | 3785 |  |  | Excess(+) | 1 | Full Conversion | INR | [40 empty] | 22710 | 22710 | INR Twenty Two Thousand Seven Hundred & Ten Only
204 | Supplying & Fixing M.S. fan clamp of two piece type, as per approved specification, fabricated from 40 mm x 9 mm MS sheet flat suitable for beam having flange upto 150 mm wide | BI01010001010000000000000515BI0100001315 | 30 | each | 273.75 |  |  | Excess(+) | 1 | Full Conversion | INR | [40 empty] | 8212.5 | 8212.5 | INR Eight Thousand Two Hundred & Twelve and Paise Fifty Only
205 | Supplying & Fixing of Box type fan clamp of 150mm dia & 80mm depth made of 16 SWG CRCA sheet with one end duly sealed by cover, properly welded, incl. S&F 12mm dia 600mm long MS rod duly bent by heat treatment at the centre position of rod to grip fan bobbin properly, incl. binding the rod and fan box with reinforcement by 22 SWG steel binding wire, incl. supplying & covering the box with alkathene sheet, placed in order to prevent concrete from entering the box. | BI01010001010000000000000515BI0100001316 | 67 | each | 196.83 |  |  | Excess(+) | 1 | Full Conversion | INR | [40 empty] | 13187.61 | 13187.61 | INR Thirteen Thousand One Hundred & Eighty Seven and Paise Sixty One Only
206 | Supply & Fixing electronics step type & Moduler Socket type (2 module), Fan regulator (Legrand/Nort-West) | BI01010001010000000000000515BI0100001317 | 67 | each | 437.77 |  |  | Excess(+) | 1 | Full Conversion | INR | [40 empty] | 29330.59 | 29330.59 | INR Twenty Nine Thousand Three Hundred & Thirty and Paise Fifty Nine Only
207 | Laying of the following XLPE Al armoured cable incl. 2 x 10 SWG G.I. Earth continuity conductor recessed in wall & mending good the damages to original finish:- a) 3.5 x 35 sq mm | BI01010001010000000000000515BI0100001318 | 10 | mtr | 143.66 |  |  | Excess(+) | 1 | Full Conversion | INR | [40 empty] | 1436.6 | 1436.6 | INR One Thousand Four Hundred & Thirty Six and Paise Sixty Only
208 | Laying of the following Al armoured cable through under ground trench 460mm wide x 760mm average depth with necy brick protechtion 8 nos brick per metre, incl filling up the excaveted trench with shifted soil, levelling up & restoring the surface duly rammed a) 3.5 x 35 sq mm | BI01010001010000000000000515BI0100001319 | 65 | mtr | 183.25 |  |  | Excess(+) | 1 | Full Conversion | INR | [40 empty] | 11911.25 | 11911.25 | INR Eleven Thousand Nine Hundred & Eleven and Paise Twenty Five Only
209 | Laying of the following Al armoured cable through under ground trench 460mm wide x 760mm average depth with necy brick protechtion 8 nos brick per metre, incl filling up the excaveted trench with shifted soil, levelling up & restoring the surface duly rammed b) 4 X 16 sqmm. XLPE /A Cable. | BI01010001010000000000000515BI0100001320 | 80 | mtr | 183.25 |  |  | Excess(+) | 1 | Full Conversion | INR | [40 empty] | 14660 | 14660 | INR Fourteen Thousand Six Hundred & Sixty Only
210 | Laying of the following Al armoured cable through under ground trench 460mm wide x 760mm average depth with necy brick protechtion 8 nos brick per metre, incl filling up the excaveted trench with shifted soil, levelling up & restoring the surface duly rammed c) 2 X 6 sqmm. XLPE /A Cable. | BI01010001010000000000000515BI0100001321 | 145 | mtr | 183.25 |  |  | Excess(+) | 1 | Full Conversion | INR | [40 empty] | 26571.25 | 26571.25 | INR Twenty Six Thousand Five Hundred & Seventy One and Paise Twenty Five Only
211 | Supply & laying medium gauge G.I.Pipe(ISI-Medium) for cable protection a) 50 mm dia | BI01010001010000000000000515BI0100001322 | 3 | mtr | 373.3 |  |  | Excess(+) | 1 | Full Conversion | INR | [40 empty] | 1119.9 | 1119.9 | INR One Thousand One Hundred & Nineteen and Paise Ninety Only
212 | Supply & laying medium gauge G.I.Pipe(ISI-Medium) for cable protection b) 40 mm dia | BI01010001010000000000000515BI0100001323 | 6 | mtr | 278.28 |  |  | Excess(+) | 1 | Full Conversion | INR | [40 empty] | 1669.68 | 1669.68 | INR One Thousand Six Hundred & Sixty Nine and Paise Sixty Eight Only
213 | Supply & fixing compression type gland with brass gland brass ring incl. socketing the ends off by crimping method incl. S/F solderless socket (Dowels make) & jointing ,materials etc. Of the following XLPE/A cable: a) 3.5 x 35 sq mm | BI01010001010000000000000515BI0100001324 | 6 | set | 361.98 |  |  | Excess(+) | 1 | Full Conversion | INR | [40 empty] | 2171.88 | 2171.88 | INR Two Thousand One Hundred & Seventy One and Paise Eighty Eight Only
214 | Supply & fixing compression type gland with brass gland brass ring incl. socketing the ends off by crimping method incl. S/F solderless socket (Dowels make) & jointing ,materials etc. Of the following XLPE/A cable: a) 4 X 16 sqmm. XLPE /A Cable. | BI01010001010000000000000515BI0100001325 | 2 | set | 256.78 |  |  | Excess(+) | 1 | Full Conversion | INR | [40 empty] | 513.56 | 513.56 | INR Five Hundred & Thirteen and Paise Fifty Six Only
215 | Supply & fixing compression type gland with brass gland brass ring incl. socketing the ends off by crimping method incl. S/F solderless socket (Dowels make) & jointing ,materials etc. Of the following XLPE/A cable: b) 2 X 6 sqmm. XLPE /A Cable. | BI01010001010000000000000515BI0100001326 | 2 | set | 113.12 |  |  | Excess(+) | 1 | Full Conversion | INR | [40 empty] | 226.24 | 226.24 | INR Two Hundred & Twenty Six and Paise Twenty Four Only
216 | Supply & drawing of 1.1 Kv grade single core stranded 'FR' Pvc insulated & unsheathed copper wire (Finolex/Havells/Polycab/ Mescab/KEI) of the following sizes through alkathene pipe recessed in wall. a)2 x 4 + 1 x 2.5 sq mm through 19mm Alka.Pipe (SPNDB) | BI01010001010000000000000515BI0100001327 | 165 | mtr | 178.73 |  |  | Excess(+) | 1 | Full Conversion | INR | [40 empty] | 29490.45 | 29490.45 | INR Twenty Nine Thousand Four Hundred & Ninety and Paise Forty Five Only
217 | Supply & drawing of 1.1 Kv grade single core stranded 'FR' Pvc insulated & unsheathed copper wire (Finolex/Havells/Polycab/ Mescab/KEI) of the following sizes through alkathene pipe recessed in wall. b) 2 x 2.5 + 1 x 1.5 sq mm through 19mm Alka.pipe (P/P & Com) | BI01010001010000000000000515BI0100001328 | 585 | mtr | 144.79 |  |  | Excess(+) | 1 | Full Conversion | INR | [40 empty] | 84702.15 | 84702.15 | INR Eighty Four Thousand Seven Hundred & Two and Paise Fifteen Only
218 | Supply & drawing of 1.1 Kv grade single core stranded 'FR' Pvc insulated & unsheathed copper wire (Finolex/Havells/Polycab/ Mescab/KEI) of the following sizes through alkathene pipe recessed in wall. d) 3x1.5 sq mm through 19mm Alkathene pipe(Out door Light) | BI01010001010000000000000515BI0100001329 | 425 | mtr | 125.56 |  |  | Excess(+) | 1 | Full Conversion | INR | [40 empty] | 53363 | 53363 | INR Fifty Three Thousand Three Hundred & Sixty Three Only
219 | Distn. wiring in 3 x 1.5 sqmm single core stranded 'FR' PVC insulated & unsheathed single core stranded copper wire (Gloster/Finolex/Havells) in 19 mm bore, 3 mm thick polythen pipe complete with all accessories embedded in wall to light/fan/ call bell points with Modular type switch (Brand approved by EIC) fixed on Modular GI switch board with top cover plate flushed in wall incl. mending good damages to original finish a) Average run 8 mtr | BI01010001010000000000000515BI0100001330 | 142 | Pts | 1236.4 |  |  | Excess(+) | 1 | Full Conversion | INR | [40 empty] | 175568.8 | 175568.8 | INR One Lakh Seventy Five Thousand Five Hundred & Sixty Eight and Paise Eighty Only
220 | Distn. wiring in 3 x 1.5 sqmm single core stranded 'FR' PVC insulated & unsheathed single core stranded copper wire (Gloster/Finolex/Havells) in 19 mm bore, 3 mm thick polythen pipe complete with all accessories embedded in wall to light/fan/ call bell points with Modular type switch (Brand approved by EIC) fixed on Modular GI switch board with top cover plate flushed in wall incl. mending good damages to original finish a) Average run 7 mtr | BI01010001010000000000000515BI0100001331 | 82 | Pts | 1123.28 |  |  | Excess(+) | 1 | Full Conversion | INR | [40 empty] | 92108.96 | 92108.96 | INR Ninety Two Thousand One Hundred & Eight and Paise Ninety Six Only
221 | Distn. wiring in 3 x 1.5 sqmm single core stranded 'FR' PVC insulated & unsheathed single core stranded copper wire (Gloster/Finolex/Havells) in 19 mm bore, 3 mm thick polythen pipe complete with all accessories embedded in wall to light/fan/ call bell points with Modular type switch (Brand approved by EIC) fixed on Modular GI switch board with top cover plate flushed in wall incl. mending good damages to original finish a) Average run 6 mtr | BI01010001010000000000000515BI0100001332 | 34 | Pts | 1010.16 |  |  | Excess(+) | 1 | Full Conversion | INR | [40 empty] | 34345.44 | 34345.44 | INR Thirty Four Thousand Three Hundred & Forty Five and Paise Forty Four Only
222 | Distribution wiring in 1.1 KV grade 3 x 1.5 sq mm single core stranded 'FR' PVC insulated & unsheathed copper wire (brand approved by EIC) in 19mm bore, 3mm thickpolythene pipe complete with all accessories embedded in wall to 240 V 6A 5 pin plug point incl. S&F 240V 6A 3 pin modular type plug socket & modular type switch(Brand appr. by EIC) incl. S&F earth continuity wire fixed on 4 module GI switch board with 3/4 module top cover plate flushed in wall incl mending good damage to original finish. (on board) | BI01010001010000000000000515BI0100001333 | 74 | pts | 281.67 |  |  | Excess(+) | 1 | Full Conversion | INR | [40 empty] | 20843.58 | 20843.58 | INR Twenty Thousand Eight Hundred & Forty Three and Paise Fifty Eight Only
223 | Supply & fixing of Modular type computer plug board of 12 module GI box with cover plate recessed in wall comprising of the following(Legrand/Crabtree/North West/Philips): a) 6/16A socket ---1 no b) 6A socket - 2 nos c) 16A switch -- 2 nos | BI01010001010000000000000515BI0100001334 | 34 | set | 1315.59 |  |  | Excess(+) | 1 | Full Conversion | INR | [40 empty] | 44730.06 | 44730.06 | INR Forty Four Thousand Seven Hundred & Thirty and Paise Six Only
224 | Supply & Fixing 240 V, 16 A, 3 pin Modular type plug socket (Legrand/Crabtree/North West/Philips) with 16A Modular type switch, without plug top on 4 Module GI Modular type switch board with top cover plate flushed in wall incl. S&F switch board and cover plate and making necy. connections with PVC Cu wire and earth continuity wire etc. | BI01010001010000000000000515BI0100001335 | 17 | set | 613.11 |  |  | Excess(+) | 1 | Full Conversion | INR | [40 empty] | 10422.87 | 10422.87 | INR Ten Thousand Four Hundred & Twenty Two and Paise Eighty Seven Only
225 | Supply & fixing of Modular type 16A control switch of 2 module GI box with cover plate recessed in wall comprising of the following (Legrand/Crabtree/North West/Philips): a) 16A switch ---1 set | BI01010001010000000000000515BI0100001336 | 4 | each | 329.18 |  |  | Excess(+) | 1 | Full Conversion | INR | [40 empty] | 1316.72 | 1316.72 | INR One Thousand Three Hundred & Sixteen and Paise Seventy Two Only
226 | Fixing only the tube light fitting suspended 25 cm below the ceiling with 2 nos 20mm dia E I conduit(14 SWG) support fixed with "L" type MS clamp fixed on ceiling with fastener & connecting the length with PVC insulated copper wire 1.10 mtr length. | BI01010001010000000000000515BI0100001337 | 76 | each | 225.11 |  |  | Excess(+) | 1 | Full Conversion | INR | [40 empty] | 17108.36 | 17108.36 | INR Seventeen Thousand One Hundred & Eight and Paise Thirty Six Only
227 | Fixing the above Tube light fitting complete with all accessories directly on wall/ceiling/HW round block and suitable size of MS fastener. | BI01010001010000000000000515BI0100001338 | 20 | each | 113.12 |  |  | Excess(+) | 1 | Full Conversion | INR | [40 empty] | 2262.4 | 2262.4 | INR Two Thousand Two Hundred & Sixty Two and Paise Forty Only
228 | Fixing only outdoor / street light type fluorescent light fitting complete with all accessories to be fixed/projected from the wall of the building incl. making holes to building, S&F 40 mm dia GI pipe (ISI-Medium) 1.68 mts. average length, with GI socket at one end and thread at the other end & suitable bend to house the fitting & making necy. connections with S&F necy. length of 1.5 sqmm PVC insulated single core stranded annealed copper wire and making connections as required and mending good damages to wall and painting | BI01010001010000000000000515BI0100001339 | 16 | set | 1583.68 |  |  | Excess(+) | 1 | Full Conversion | INR | [40 empty] | 25338.88 | 25338.88 | INR Twenty Five Thousand Three Hundred & Thirty Eight and Paise Eighty Eight Only
229 | Earthing the the Installation by 50 mm dia G.I. Pipe (ISI -M) 3.64 mtr long & 1x4 SWG G.I.(Hot dip) wire (4 mtr long) with suitable nuts, bolts & washer etc. Incl S/F 15 mm dia GI protection pipe (1 mtr long) to be filled with bitumen partly under ground level & partly under ground level driven to an depth of 3.65 mtr below the ground level. | BI01010001010000000000000515BI0100001340 | 9 | set | 1548.61 |  |  | Excess(+) | 1 | Full Conversion | INR | [40 empty] | 13937.49 | 13937.49 | INR Thirteen Thousand Nine Hundred & Thirty Seven and Paise Forty Nine Only
230 | Supply & fixing earth busbar of galvanised (Hot dip) MS flat 25mm x 6mm on wall having clearance of 6mm from wall Incl providing drilled holes onthe busbar complete with nuts, bolts & washers spacing insulator etc. as required | BI01010001010000000000000515BI0100001341 | 2 | mter | 176.47 |  |  | Excess(+) | 1 | Full Conversion | INR | [40 empty] | 352.94 | 352.94 | INR Three Hundred & Fifty Two and Paise Ninety Four Only
231 | Electrical works (Non- Schedule item) | BI01010001010000000000000515BI0100001342 | [53 empty] | 1 | Construction of chamber for 100mm sluices valve | item1 | 10 | 1 Nos
232 | Supply & delevery of 1.1 Kv grade XLPE Aluminium armoured cable(make Gloster/Polycab/Havells/Cystal) a) 3.5 x 35 sq mm | BI01010001010000000000000515BI0100001343 | 75 | mtr | 248 |  |  | Excess(+) | 1 | Full Conversion | INR | [40 empty] | 18600 | 18600 | INR Eighteen Thousand Six Hundred Only
233 | Supply & delevery of 1.1 Kv grade XLPE Aluminium armoured cable(make Gloster/Polycab/Havells/Cystal) b) 4 X 16 sqmm. XLPE /A Cable. | BI01010001010000000000000515BI0100001344 | 80 | mtr | 165 |  |  | Excess(+) | 1 | Full Conversion | INR | [40 empty] | 13200 | 13200 | INR Thirteen Thousand Two Hundred Only
234 | Supply & delevery of 1.1 Kv grade XLPE Aluminium armoured cable(make Gloster/Polycab/Havells/Cystal) c) 2 X 6 sqmm. XLPE /A Cable. | BI01010001010000000000000515BI0100001345 | 145 | mtr | 93 |  |  | Excess(+) | 1 | Full Conversion | INR | [40 empty] | 13485 | 13485 | INR Thirteen Thousand Four Hundred & Eighty Five Only
235 | Supply & Fixing multitune call bell on suitable board on wall | BI01010001010000000000000515BI0100001346 | 3 | set | 352 |  |  | Excess(+) | 1 | Full Conversion | INR | [40 empty] | 1056 | 1056 | INR One Thousand &Fifty Six Only
236 | Supply & fixing of 1200mm sweep Ceiling Fan (White) complete with all acessaries without regulater (Make Orient, New bridge) Incl S/F necy copper flex wire. | BI01010001010000000000000515BI0100001347 | 57 | set | 2142 |  |  | Excess(+) | 1 | Full Conversion | INR | [40 empty] | 122094 | 122094 | INR One Lakh Twenty Two Thousand &Ninety Four Only
237 | Supply of recessed/Surface type 15w LED fitting suitable for false ceiling/Surface (Make Philips/ Crompton, cat no - LSCSM-15W- CDL/NW/WW) | BI01010001010000000000000515BI0100001348 | 24 | set | 862 |  |  | Excess(+) | 1 | Full Conversion | INR | [40 empty] | 20688 | 20688 | INR Twenty Thousand Six Hundred & Eighty Eight Only
238 | Fixing charge of the recessed type LED light after cutting false ceiling board neatly and making connection. | BI01010001010000000000000515BI0100001349 | 24 | set | 150 |  |  | Excess(+) | 1 | Full Conversion | INR | [40 empty] | 3600 | 3600 | INR Three Thousand Six Hundred Only
239 | Supply 4' 20w single LED Box type tube light fitting (Make Crompton, cat no - IGP 131 L-8-16) complete with 1 X 20W Polycarbonate LED Tube (Cat no -LT8-20-865-2) | BI01010001010000000000000515BI0100001350 | 54 | set | 875 |  |  | Excess(+) | 1 | Full Conversion | INR | [40 empty] | 47250 | 47250 | INR Forty Seven Thousand Two Hundred & Fifty Only
240 | Supply 4' 20w Twin LED Box type tube light fitting (Make Crompton, cat no - IGP 132 L-8-16) complete with 2 X 20W Polycarbonate LED Tube (Cat no -LT8-20-865-2) | BI01010001010000000000000515BI0100001351 | 14 | set | 1479 |  |  | Excess(+) | 1 | Full Conversion | INR | [40 empty] | 20706 | 20706 | INR Twenty Thousand Seven Hundred & Six Only
241 | Supply 2' 8w LED tube light (Make Crompton cat - LTT8-8) complete with Mirolta decorative box type fitting (Make Crompton, cat no - DMLNLT8 - 8) | BI01010001010000000000000515BI0100001352 | 28 | set | 775 |  |  | Excess(+) | 1 | Full Conversion | INR | [40 empty] | 21700 | 21700 | INR Twenty One Thousand Seven Hundred Only
242 | Supply & fixing of LED Bulk Head light fitting (Crompton, cat no - LBHE-10-CDL) | BI01010001010000000000000515BI0100001353 | 4 | set | 1380 |  |  | Excess(+) | 1 | Full Conversion | INR | [40 empty] | 5520 | 5520 | INR Five Thousand Five Hundred & Twenty Only
243 | Supply & fixing 3w LED night lamp on batten light point (Make Wipro) | BI01010001010000000000000515BI0100001354 | 16 | each | 128 |  |  | Excess(+) | 1 | Full Conversion | INR | [40 empty] | 2048 | 2048 | INR Two Thousand &Forty Eight Only
244 | Supply & fixing 9w LED lamp on batten light point .(Make Wipro) | BI01010001010000000000000515BI0100001355 | 13 | each | 295 |  |  | Excess(+) | 1 | Full Conversion | INR | [40 empty] | 3835 | 3835 | INR Three Thousand Eight Hundred & Thirty Five Only
245 | Supply & fixing only of the following Exhaust Fan (Metal Body) (Make Orient/Crompton/EPC)with louvre shutter after cutting wall & mening good the damages. a) 230 mm (9") sweep exhaust fan (Make EPC, Heavy duty) | BI01010001010000000000000515BI0100001356 | 8 | set | 1923 |  |  | Excess(+) | 1 | Full Conversion | INR | [40 empty] | 15384 | 15384 | INR Fifteen Thousand Three Hundred & Eighty Four Only
246 | Supply & fixing only of the following Exhaust Fan (Metal Body) (Make Orient/Crompton/EPC)with louvre shutter after cutting wall & mening good the damages. b) 300 mm (12") sweep exhaust fan (Make EPC) | BI01010001010000000000000515BI0100001357 | 9 | set | 2322 |  |  | Excess(+) | 1 | Full Conversion | INR | [40 empty] | 20898 | 20898 | INR Twenty Thousand Eight Hundred & Ninety Eight Only
247 | Security Lighting Supply & fixing of 72W LED Street light fitting (Make Crompton, cat no - LSTP-72-CDL) | BI01010001010000000000000515BI0100001358 | 6 | set | 6468 |  |  | Excess(+) | 1 | Full Conversion | INR | [40 empty] | 38808 | 38808 | INR Thirty Eight Thousand Eight Hundred & Eight Only
248 | Supply & fixing of 45W LED street light fitting (Make Crompton, cat no - LSTP-45-CDL) | BI01010001010000000000000515BI0100001359 | 6 | set | 4743 |  |  | Excess(+) | 1 | Full Conversion | INR | [40 empty] | 28458 | 28458 | INR Twenty Eight Thousand Four Hundred & Fifty Eight Only
249 | Supply & fixing of 30W LED Street light fitting (Make Crompton, cat no - LSTS-30-CDL) | BI01010001010000000000000515BI0100001360 | 4 | set | 2717 |  |  | Excess(+) | 1 | Full Conversion | INR | [40 empty] | 10868 | 10868 | INR Ten Thousand Eight Hundred & Sixty Eight Only
250 | Supply & installation of Monoblock pump set Supply of Single phase 415V 3-Phase 3 Hp (2.2 Kw) open well Monoblock submersible Pump Motor set suitable for U.G. Resorvoir having overall head of (15 mtr to 27 mtr) & discharge capacity of (450 LPM to 150 LPM). The discharge outlet size will be 40mm (1.5"inch) (Make Kirloskar/Crompton) | BI01010001010000000000000515BI0100001361 | 1 | set | 21069 |  |  | Excess(+) | 1 | Full Conversion | INR | [40 empty] | 21069 | 21069 | INR Twenty One Thousand &Sixty Nine Only
251 | Supply & Laying 3 core 2.5 sqmm flat submersible cable (Finolex) | BI01010001010000000000000515BI0100001362 | 35 | set | 107 |  |  | Excess(+) | 1 | Full Conversion | INR | [40 empty] | 3745 | 3745 | INR Three Thousand Seven Hundred & Forty Five Only
252 | Supply & Laying OF 25 mm G.I.Pipe . | BI01010001010000000000000515BI0100001363 | 10 | mtr | 173 |  |  | Excess(+) | 1 | Full Conversion | INR | [40 empty] | 1730 | 1730 | INR One Thousand Seven Hundred & Thirty Only
253 | Supply & fixing of 415V 32A TPN SFU with sheet steel enclosure on flat iron frame on wall incl. S/F HRC fuses on LS & NL (Make L&T/Siemens) | BI01010001010000000000000515BI0100001364 | 1 | set | 3165 |  |  | Excess(+) | 1 | Full Conversion | INR | [40 empty] | 3165 | 3165 | INR Three Thousand One Hundred & Sixty Five Only
254 | Supply & Fixing of control panel suitable for 3-Phase 3 HP Submersible Pump motor set comprising of DOL starter, dual Ammeter & Voltmeter, indicator lamp to be fixed on wall incl making connection & necy. earthing attachment. (Make L&T/Crompton/KSB) | BI01010001010000000000000515BI0100001365 | 1 | set | 3916 |  |  | Excess(+) | 1 | Full Conversion | INR | [40 empty] | 3916 | 3916 | INR Three Thousand Nine Hundred & Sixteen Only
255 | Supply & installation of G.I. pipe (Make TATA-M) pipe having heavy duty G.I. socket/elbow (TATA) incl cutting & threading as required a) 40mm dia (For Vertical column pipe & upto Header Assembly) | BI01010001010000000000000515BI0100001366 | 50 | set | 415 |  |  | Excess(+) | 1 | Full Conversion | INR | [40 empty] | 20750 | 20750 | INR Twenty Thousand Seven Hundred & Fifty Only
256 | Supply & fixing 50 mm dia Gun metal Non-Return/Horizontal Check valve (ISI) | BI01010001010000000000000515BI0100001367 | 1 | set | 2627 |  |  | Excess(+) | 1 | Full Conversion | INR | [40 empty] | 2627 | 2627 | INR Two Thousand Six Hundred & Twenty Seven Only
257 | Supply & fixing 50mm dia G.I.Peets Valve(ISI)(Tested 21 kg per cm) | BI01010001010000000000000515BI0100001368 | 3 | set | 2362 |  |  | Excess(+) | 1 | Full Conversion | INR | [40 empty] | 7086 | 7086 | INR Seven Thousand &Eighty Six Only
258 | Supply & fixing 100 mm x 65 mm dia G.I. Reducing Tee (For header) | BI01010001010000000000000515BI0100001369 | 4 | set | 758 |  |  | Excess(+) | 1 | Full Conversion | INR | [40 empty] | 3032 | 3032 | INR Three Thousand &Thirty Two Only
259 | Supply & fixing 100mm dia G.I. nipple short piece 150mm long | BI01010001010000000000000515BI0100001370 | 5 | set | 145 |  |  | Excess(+) | 1 | Full Conversion | INR | [40 empty] | 725 | 725 | INR Seven Hundred & Twenty Five Only
260 | Supply & fixing 100mm dia G.I. plug | BI01010001010000000000000515BI0100001371 | 2 | set | 220 |  |  | Excess(+) | 1 | Full Conversion | INR | [40 empty] | 440 | 440 | INR Four Hundred & Forty Only
261 | Supply & fixing 65 mm x 50 mm dia G.I. Reducing socket (For delivery Line from header) | BI01010001010000000000000515BI0100001372 | 3 | set | 117 |  |  | Excess(+) | 1 | Full Conversion | INR | [40 empty] | 351 | 351 | INR Three Hundred & Fifty One Only
262 | Supply & fixing 50 mm dia G.I. Union | BI01010001010000000000000515BI0100001373 | 4 | set | 150 |  |  | Excess(+) | 1 | Full Conversion | INR | [40 empty] | 600 | 600 | INR Six Hundred Only
263 | Making holes on wall & mending good the damages to original finish | BI01010001010000000000000515BI0100001374 | 4 | set | 50 |  |  | Excess(+) | 1 | Full Conversion | INR | [40 empty] | 200 | 200 | INR Two Hundred Only
264 | Labour charge for Testing & Lowering the submersible Pump motor set with submersible cable & delivery pipe line into the U. G Resovoir including arrangement of tools & Tackles etc. to satisfactory operation. | BI01010001010000000000000515BI0100001375 | 1 | set | 1450 |  |  | Excess(+) | 1 | Full Conversion | INR | [40 empty] | 1450 | 1450 | INR One Thousand Four Hundred & Fifty Only
265 | INTERCOM & TELELINE CONNECTIVITY Supply & Fixing Telephone socket RJ11 (Molex/Batten/Dlink) on 100x100x65mm sheet metal switch board incl. S&F MS board with bakelite/perspex top cover by screw after making housing for regulator knob by cutting bakelite/perspex top cover incl making necy connections | BI01010001010000000000000515BI0100001376 | 48 | set | 173 |  |  | Excess(+) | 1 | Full Conversion | INR | [40 empty] | 8304 | 8304 | INR Eight Thousand Three Hundred & Four Only
266 | Supply & laying annealed copper conductor (make Netco) telephone cable through PVC rigid pipe of suitable size recessed in wall of following sizes: a) 20 pair switch board telephone cable | BI01010001010000000000000515BI0100001377 | 120 | mtr | 103 |  |  | Excess(+) | 1 | Full Conversion | INR | [40 empty] | 12360 | 12360 | INR Twelve Thousand Three Hundred & Sixty Only
267 | b) 02 pair switch board telephone cable incl. supply & laying 3/4" PVC pipe recessed in wall incl. mending good the damages. | BI01010001010000000000000515BI0100001378 | 1250 | mtr | 17 |  |  | Excess(+) | 1 | Full Conversion | INR | [40 empty] | 21250 | 21250 | INR Twenty One Thousand Two Hundred & Fifty Only
268 | Supply & delevery of PB operated (Analog) Telephone set with provision of "Muting flash" pause & radial Beetal Telephone Ltd. or equivalent. | BI01010001010000000000000515BI0100001379 | 48 | each | 450 |  |  | Excess(+) | 1 | Full Conversion | INR | [40 empty] | 21600 | 21600 | INR Twenty One Thousand Six Hundred Only
269 | Supply & delivery of Digital EPABX system equipped with the following : a) 08 PNT Line with 50 Extension Expandable to 100 Extension 100% Non-Blocking, FAX/DID Auto Attendant with Anoucement, 8 party confererence, Remote Monitoring Facility,Voice Mail Intrigation support, DND call back on busi Extension, Built-in LCR (Least cost Routing), with all features as per data Sheet, Expandable Modle. (Make SYNTEL/HI-PATH 1150/Accord) | BI01010001010000000000000515BI0100001380 | 1 | set | 165000 |  |  | Excess(+) | 1 | Full Conversion | INR | [40 empty] | 165000 | 165000 | INR One Lakh Sixty Five Thousand Only
270 | Supply & fixing 50 pair MDF with Krone Modules & IPM | BI01010001010000000000000515BI0100001381 | 2 | set | 1869 |  |  | Excess(+) | 1 | Full Conversion | INR | [40 empty] | 3738 | 3738 | INR Three Thousand Seven Hundred & Thirty Eight Only
271 | Supply & fixing 20 pair D.B. with Krone Modules | BI01010001010000000000000515BI0100001382 | 4 | set | 1155 |  |  | Excess(+) | 1 | Full Conversion | INR | [40 empty] | 4620 | 4620 | INR Four Thousand Six Hundred & Twenty Only
272 | Supply & delivery of CLIP Telephone Instrument ( Modle Curoset 2025C) | BI01010001010000000000000515BI0100001383 | 2 | set | 2205 |  |  | Excess(+) | 1 | Full Conversion | INR | [40 empty] | 4410 | 4410 | INR Four Thousand Four Hundred & Ten Only
273 | Supply & delivery of 1KVA UPS (Make APC/ Numeric) | BI01010001010000000000000515BI0100001384 | 1 | set | 9975 |  |  | Excess(+) | 1 | Full Conversion | INR | [40 empty] | 9975 | 9975 | INR Nine Thousand Nine Hundred & Seventy Five Only
274 | Fixing & Termination of RJII/12 Telephone socket | BI01010001010000000000000515BI0100001385 | 48 | each | 88 |  |  | Excess(+) | 1 | Full Conversion | INR | [40 empty] | 4224 | 4224 | INR Four Thousand Two Hundred & Twenty Four Only
275 | Supply & laying 19mm dia polythene pipe recessed in wall including mending good the damages to original finish | BI01010001010000000000000515BI0100001386 | 230 | mtr | 68 |  |  | Excess(+) | 1 | Full Conversion | INR | [40 empty] | 15640 | 15640 | INR Fifteen Thousand Six Hundred & Forty Only
276 | Laying charge for 20 Pair/2 pair Cable including termination | BI01010001010000000000000515BI0100001387 | 1370 | mtr | 31 |  |  | Excess(+) | 1 | Full Conversion | INR | [40 empty] | 42470 | 42470 | INR Forty Two Thousand Four Hundred & Seventy Only
277 | Installation, Testing & comissioning of the Digital EPABX system to satisfactory operation | BI01010001010000000000000515BI0100001388 | 1 | job | 10000 |  |  | Excess(+) | 1 | Full Conversion | INR | [40 empty] | 10000 | 10000 | INR Ten Thousand Only
278 | LAN LINE CONNECTIVITY Supply of 24 Port Non PoE Layer 2 Managed Switch: (Cisco or equivalent) | BI01010001010000000000000515BI0100001389 | 2 | each | 47250 |  |  | Excess(+) | 1 | Full Conversion | INR | [40 empty] | 94500 | 94500 | INR Ninety Four Thousand Five Hundred Only
279 | Supply of 24 Port Jack Panel (Dlink/Batton/Molex) | BI01010001010000000000000515BI0100001390 | 2 | each | 6090 |  |  | Excess(+) | 1 | Full Conversion | INR | [40 empty] | 12180 | 12180 | INR Twelve Thousand One Hundred & Eighty Only
280 | Supply of 9U Rack with Cable Manager, PDU & Cooling Fan: (Valrack/Batton/APW) | BI01010001010000000000000515BI0100001391 | 1 | set | 13000 |  |  | Excess(+) | 1 | Full Conversion | INR | [40 empty] | 13000 | 13000 | INR Thirteen Thousand Only
281 | Supply of Cat 6 UTP Cable (305 Mtrs. /Box) : (Molex/Dlink/Batton) | BI01010001010000000000000515BI0100001392 | 4 | box | 7245 |  |  | Excess(+) | 1 | Full Conversion | INR | [40 empty] | 28980 | 28980 | INR Twenty Eight Thousand Nine Hundred & Eighty Only
282 | 1 mtr CAT-6 patch cord (Legran/I Ball/Molex) | BI01010001010000000000000515BI0100001393 | 48 | each | 231 |  |  | Excess(+) | 1 | Full Conversion | INR | [40 empty] | 11088 | 11088 | INR Eleven Thousand &Eighty Eight Only
283 | Supply of Modular CAT-6 information outlet (I/O) Box (RJ-11 & RJ45) with back box & face plate (Molex/Dlink/Batton) | BI01010001010000000000000515BI0100001394 | 48 | set | 787 |  |  | Excess(+) | 1 | Full Conversion | INR | [40 empty] | 37776 | 37776 | INR Thirty Seven Thousand Seven Hundred & Seventy Six Only
284 | Supply & laying 19mm dia polythene pipe recessed in wall including mending good the damages to original finish | BI01010001010000000000000515BI0100001395 | 180 | mtr | 75 |  |  | Excess(+) | 1 | Full Conversion | INR | [40 empty] | 13500 | 13500 | INR Thirteen Thousand Five Hundred Only
285 | Supply of 600VA Back up UPS (APC/Batton/Numeric) | BI01010001010000000000000515BI0100001396 | 2 | each | 2625 |  |  | Excess(+) | 1 | Full Conversion | INR | [40 empty] | 5250 | 5250 | INR Five Thousand Two Hundred & Fifty Only
286 | Laying charge for CAT-6 UTP cable | BI01010001010000000000000515BI0100001397 | 1220 | mtr | 31 |  |  | Excess(+) | 1 | Full Conversion | INR | [40 empty] | 37820 | 37820 | INR Thirty Seven Thousand Eight Hundred & Twenty Only
287 | Fixing charge of I/O box | BI01010001010000000000000515BI0100001398 | 48 | each | 35 |  |  | Excess(+) | 1 | Full Conversion | INR | [40 empty] | 1680 | 1680 | INR One Thousand Six Hundred & Eighty Only
288 | Rack fixing charge | BI01010001010000000000000515BI0100001399 | 2 | each | 350 |  |  | Excess(+) | 1 | Full Conversion | INR | [40 empty] | 700 | 700 | INR Seven Hundred Only
289 | SUPPLY & INSTALLATION OF SILENT D.G. SET Supply & delivery of 415V (3-Ph) 20 KVA Silent Deisel Generator Set complete with all accessaries (Make KIRLOSKER GREEN) | BI01010001010000000000000515BI0100001400 | 1 | set | 384500 |  |  | Excess(+) | 1 | Full Conversion | INR | [40 empty] | 384500 | 384500 | INR Three Lakh Eighty Four Thousand Five Hundred Only
290 | Installation, testing & commissioning of the above D.G. set incl. making flatform for installation of above D.G.Set with Supply of full tank Diesel oil & required Mobil oil to satisfactory operation | BI01010001010000000000000515BI0100001401 | 1 | item | 12000 |  |  | Excess(+) | 1 | Full Conversion | INR | [40 empty] | 12000 | 12000 | INR Twelve Thousand Only
Total in Figures | [51 empty] | 24589820.94 | 24589820.94 | INR Two Crore Forty Five Lakh Eighty Nine Thousand Eight Hundred & Twenty and Paise Ninety Four Only |  |  |  |  | 4 | Construction of chamber for 100mm sluice plates | item5 | 10 | Nos
Quoted Rate in Figures |  |  |  | Select | [47 empty] | 0 | 0 | INR Zero Only
Quoted Rate in Words |  | INR Zero Only
Note on K17: gepadmin: 1. If you choose "Full Conversion" then Column BA (AMOUNT) and Column BB (TAXES) BOTH values will be convert based on selected Currency in (Column L). 2. If you choose "Partial Conversion" then Column BA (AMOUNT) only will be converted based on selected currency (Column L) and Column BB (TAXES) value (INR) will be added to the converted values.
Note on K18: gepadmin: 1. If you choose "Full Conversion" then Column BA (AMOUNT) and Column BB (TAXES) BOTH values will be convert based on selected Currency in (Column L). 2. If you choose "Partial Conversion" then Column BA (AMOUNT) only will be converted based on selected currency (Column L) and Column BB (TAXES) value (INR) will be added to the converted values.
Note on K20: gepadmin: 1. If you choose "Full Conversion" then Column BA (AMOUNT) and Column BB (TAXES) BOTH values will be convert based on selected Currency in (Column L). 2. If you choose "Partial Conversion" then Column BA (AMOUNT) only will be converted based on selected currency (Column L) and Column BB (TAXES) value (INR) will be added to the converted values.
Note on K13: gepadmin: 1. If you choose "Full Conversion" then Column BA (AMOUNT) and Column BB (TAXES) BOTH values will be convert based on selected Currency in (Column L). 2. If you choose "Partial Conversion" then Column BA (AMOUNT) only will be converted based on selected currency (Column L) and Column BB (TAXES) value (INR) will be added to the converted values.
Note on K15: gepadmin: 1. If you choose "Full Conversion" then Column BA (AMOUNT) and Column BB (TAXES) BOTH values will be convert based on selected Currency in (Column L). 2. If you choose "Partial Conversion" then Column BA (AMOUNT) only will be converted based on selected currency (Column L) and Column BB (TAXES) value (INR) will be added to the converted values.
Note on K19: gepadmin: 1. If you choose "Full Conversion" then Column BA (AMOUNT) and Column BB (TAXES) BOTH values will be convert based on selected Currency in (Column L). 2. If you choose "Partial Conversion" then Column BA (AMOUNT) only will be converted based on selected currency (Column L) and Column BB (TAXES) value (INR) will be added to the converted values.
Note on K32: gepadmin: 1. If you choose "Full Conversion" then Column BA (AMOUNT) and Column BB (TAXES) BOTH values will be convert based on selected Currency in (Column L). 2. If you choose "Partial Conversion" then Column BA (AMOUNT) only will be converted based on selected currency (Column L) and Column BB (TAXES) value (INR) will be added to the converted values.
Note on K42: gepadmin: 1. If you choose "Full Conversion" then Column BA (AMOUNT) and Column BB (TAXES) BOTH values will be convert based on selected Currency in (Column L). 2. If you choose "Partial Conversion" then Column BA (AMOUNT) only will be converted based on selected currency (Column L) and Column BB (TAXES) value (INR) will be added to the converted values.
Note on K24: gepadmin: 1. If you choose "Full Conversion" then Column BA (AMOUNT) and Column BB (TAXES) BOTH values will be convert based on selected Currency in (Column L). 2. If you choose "Partial Conversion" then Column BA (AMOUNT) only will be converted based on selected currency (Column L) and Column BB (TAXES) value (INR) will be added to the converted values.
Note on K28: gepadmin: 1. If you choose "Full Conversion" then Column BA (AMOUNT) and Column BB (TAXES) BOTH values will be convert based on selected Currency in (Column L). 2. If you choose "Partial Conversion" then Column BA (AMOUNT) only will be converted based on selected currency (Column L) and Column BB (TAXES) value (INR) will be added to the converted values.
Note on K25: gepadmin: 1. If you choose "Full Conversion" then Column BA (AMOUNT) and Column BB (TAXES) BOTH values will be convert based on selected Currency in (Column L). 2. If you choose "Partial Conversion" then Column BA (AMOUNT) only will be converted based on selected currency (Column L) and Column BB (TAXES) value (INR) will be added to the converted values.
Note on K21: gepadmin: 1. If you choose "Full Conversion" then Column BA (AMOUNT) and Column BB (TAXES) BOTH values will be convert based on selected Currency in (Column L). 2. If you choose "Partial Conversion" then Column BA (AMOUNT) only will be converted based on selected currency (Column L) and Column BB (TAXES) value (INR) will be added to the converted values.
Note on K29: gepadmin: 1. If you choose "Full Conversion" then Column BA (AMOUNT) and Column BB (TAXES) BOTH values will be convert based on selected Currency in (Column L). 2. If you choose "Partial Conversion" then Column BA (AMOUNT) only will be converted based on selected currency (Column L) and Column BB (TAXES) value (INR) will be added to the converted values.
Note on K14: gepadmin: 1. If you choose "Full Conversion" then Column BA (AMOUNT) and Column BB (TAXES) BOTH values will be convert based on selected Currency in (Column L). 2. If you choose "Partial Conversion" then Column BA (AMOUNT) only will be converted based on selected currency (Column L) and Column BB (TAXES) value (INR) will be added to the converted values.
Note on K16: gepadmin: 1. If you choose "Full Conversion" then Column BA (AMOUNT) and Column BB (TAXES) BOTH values will be convert based on selected Currency in (Column L). 2. If you choose "Partial Conversion" then Column BA (AMOUNT) only will be converted based on selected currency (Column L) and Column BB (TAXES) value (INR) will be added to the converted values.
Note on K22: gepadmin: 1. If you choose "Full Conversion" then Column BA (AMOUNT) and Column BB (TAXES) BOTH values will be convert based on selected Currency in (Column L). 2. If you choose "Partial Conversion" then Column BA (AMOUNT) only will be converted based on selected currency (Column L) and Column BB (TAXES) value (INR) will be added to the converted values.
Note on K23: gepadmin: 1. If you choose "Full Conversion" then Column BA (AMOUNT) and Column BB (TAXES) BOTH values will be convert based on selected Currency in (Column L). 2. If you choose "Partial Conversion" then Column BA (AMOUNT) only will be converted based on selected currency (Column L) and Column BB (TAXES) value (INR) will be added to the converted values.
Note on K26: gepadmin: 1. If you choose "Full Conversion" then Column BA (AMOUNT) and Column BB (TAXES) BOTH values will be convert based on selected Currency in (Column L). 2. If you choose "Partial Conversion" then Column BA (AMOUNT) only will be converted based on selected currency (Column L) and Column BB (TAXES) value (INR) will be added to the converted values.
Note on K27: gepadmin: 1. If you choose "Full Conversion" then Column BA (AMOUNT) and Column BB (TAXES) BOTH values will be convert based on selected Currency in (Column L). 2. If you choose "Partial Conversion" then Column BA (AMOUNT) only will be converted based on selected currency (Column L) and Column BB (TAXES) value (INR) will be added to the converted values.
Note on K71: gepadmin: 1. If you choose "Full Conversion" then Column BA (AMOUNT) and Column BB (TAXES) BOTH values will be convert based on selected Currency in (Column L). 2. If you choose "Partial Conversion" then Column BA (AMOUNT) only will be converted based on selected currency (Column L) and Column BB (TAXES) value (INR) will be added to the converted values.
Note on K73: gepadmin: 1. If you choose "Full Conversion" then Column BA (AMOUNT) and Column BB (TAXES) BOTH values will be convert based on selected Currency in (Column L). 2. If you choose "Partial Conversion" then Column BA (AMOUNT) only will be converted based on selected currency (Column L) and Column BB (TAXES) value (INR) will be added to the converted values.
Note on K74: gepadmin: 1. If you choose "Full Conversion" then Column BA (AMOUNT) and Column BB (TAXES) BOTH values will be convert based on selected Currency in (Column L). 2. If you choose "Partial Conversion" then Column BA (AMOUNT) only will be converted based on selected currency (Column L) and Column BB (TAXES) value (INR) will be added to the converted values.
Note on K75: gepadmin: 1. If you choose "Full Conversion" then Column BA (AMOUNT) and Column BB (TAXES) BOTH values will be convert based on selected Currency in (Column L). 2. If you choose "Partial Conversion" then Column BA (AMOUNT) only will be converted based on selected currency (Column L) and Column BB (TAXES) value (INR) will be added to the converted values.
Note on K77: gepadmin: 1. If you choose "Full Conversion" then Column BA (AMOUNT) and Column BB (TAXES) BOTH values will be convert based on selected Currency in (Column L). 2. If you choose "Partial Conversion" then Column BA (AMOUNT) only will be converted based on selected currency (Column L) and Column BB (TAXES) value (INR) will be added to the converted values.
Note on K78: gepadmin: 1. If you choose "Full Conversion" then Column BA (AMOUNT) and Column BB (TAXES) BOTH values will be convert based on selected Currency in (Column L). 2. If you choose "Partial Conversion" then Column BA (AMOUNT) only will be converted based on selected currency (Column L) and Column BB (TAXES) value (INR) will be added to the converted values.
Note on K81: gepadmin: 1. If you choose "Full Conversion" then Column BA (AMOUNT) and Column BB (TAXES) BOTH values will be convert based on selected Currency in (Column L). 2. If you choose "Partial Conversion" then Column BA (AMOUNT) only will be converted based on selected currency (Column L) and Column BB (TAXES) value (INR) will be added to the converted values.
Note on K82: gepadmin: 1. If you choose "Full Conversion" then Column BA (AMOUNT) and Column BB (TAXES) BOTH values will be convert based on selected Currency in (Column L). 2. If you choose "Partial Conversion" then Column BA (AMOUNT) only will be converted based on selected currency (Column L) and Column BB (TAXES) value (INR) will be added to the converted values.
Note on K88: gepadmin: 1. If you choose "Full Conversion" then Column BA (AMOUNT) and Column BB (TAXES) BOTH values will be convert based on selected Currency in (Column L). 2. If you choose "Partial Conversion" then Column BA (AMOUNT) only will be converted based on selected currency (Column L) and Column BB (TAXES) value (INR) will be added to the converted values.
Note on K89: gepadmin: 1. If you choose "Full Conversion" then Column BA (AMOUNT) and Column BB (TAXES) BOTH values will be convert based on selected Currency in (Column L). 2. If you choose "Partial Conversion" then Column BA (AMOUNT) only will be converted based on selected currency (Column L) and Column BB (TAXES) value (INR) will be added to the converted values.
Note on K92: gepadmin: 1. If you choose "Full Conversion" then Column BA (AMOUNT) and Column BB (TAXES) BOTH values will be convert based on selected Currency in (Column L). 2. If you choose "Partial Conversion" then Column BA (AMOUNT) only will be converted based on selected currency (Column L) and Column BB (TAXES) value (INR) will be added to the converted values.
Note on K94: gepadmin: 1. If you choose "Full Conversion" then Column BA (AMOUNT) and Column BB (TAXES) BOTH values will be convert based on selected Currency in (Column L). 2. If you choose "Partial Conversion" then Column BA (AMOUNT) only will be converted based on selected currency (Column L) and Column BB (TAXES) value (INR) will be added to the converted values.
Note on K95: gepadmin: 1. If you choose "Full Conversion" then Column BA (AMOUNT) and Column BB (TAXES) BOTH values will be convert based on selected Currency in (Column L). 2. If you choose "Partial Conversion" then Column BA (AMOUNT) only will be converted based on selected currency (Column L) and Column BB (TAXES) value (INR) will be added to the converted values.
Note on K97: gepadmin: 1. If you choose "Full Conversion" then Column BA (AMOUNT) and Column BB (TAXES) BOTH values will be convert based on selected Currency in (Column L). 2. If you choose "Partial Conversion" then Column BA (AMOUNT) only will be converted based on selected currency (Column L) and Column BB (TAXES) value (INR) will be added to the converted values.
Note on K98: gepadmin: 1. If you choose "Full Conversion" then Column BA (AMOUNT) and Column BB (TAXES) BOTH values will be convert based on selected Currency in (Column L). 2. If you choose "Partial Conversion" then Column BA (AMOUNT) only will be converted based on selected currency (Column L) and Column BB (TAXES) value (INR) will be added to the converted values.
Note on K99: gepadmin: 1. If you choose "Full Conversion" then Column BA (AMOUNT) and Column BB (TAXES) BOTH values will be convert based on selected Currency in (Column L). 2. If you choose "Partial Conversion" then Column BA (AMOUNT) only will be converted based on selected currency (Column L) and Column BB (TAXES) value (INR) will be added to the converted values.
Note on K103: gepadmin: 1. If you choose "Full Conversion" then Column BA (AMOUNT) and Column BB (TAXES) BOTH values will be convert based on selected Currency in (Column L). 2. If you choose "Partial Conversion" then Column BA (AMOUNT) only will be converted based on selected currency (Column L) and Column BB (TAXES) value (INR) will be added to the converted values.
Note on K104: gepadmin: 1. If you choose "Full Conversion" then Column BA (AMOUNT) and Column BB (TAXES) BOTH values will be convert based on selected Currency in (Column L). 2. If you choose "Partial Conversion" then Column BA (AMOUNT) only will be converted based on selected currency (Column L) and Column BB (TAXES) value (INR) will be added to the converted values.
Note on K109: gepadmin: 1. If you choose "Full Conversion" then Column BA (AMOUNT) and Column BB (TAXES) BOTH values will be convert based on selected Currency in (Column L). 2. If you choose "Partial Conversion" then Column BA (AMOUNT) only will be converted based on selected currency (Column L) and Column BB (TAXES) value (INR) will be added to the converted values.
Note on K110: gepadmin: 1. If you choose "Full Conversion" then Column BA (AMOUNT) and Column BB (TAXES) BOTH values will be convert based on selected Currency in (Column L). 2. If you choose "Partial Conversion" then Column BA (AMOUNT) only will be converted based on selected currency (Column L) and Column BB (TAXES) value (INR) will be added to the converted values.
Note on K113: gepadmin: 1. If you choose "Full Conversion" then Column BA (AMOUNT) and Column BB (TAXES) BOTH values will be convert based on selected Currency in (Column L). 2. If you choose "Partial Conversion" then Column BA (AMOUNT) only will be converted based on selected currency (Column L) and Column BB (TAXES) value (INR) will be added to the converted values.
Note on K114: gepadmin: 1. If you choose "Full Conversion" then Column BA (AMOUNT) and Column BB (TAXES) BOTH values will be convert based on selected Currency in (Column L). 2. If you choose "Partial Conversion" then Column BA (AMOUNT) only will be converted based on selected currency (Column L) and Column BB (TAXES) value (INR) will be added to the converted values.
Note on K115: gepadmin: 1. If you choose "Full Conversion" then Column BA (AMOUNT) and Column BB (TAXES) BOTH values will be convert based on selected Currency in (Column L). 2. If you choose "Partial Conversion" then Column BA (AMOUNT) only will be converted based on selected currency (Column L) and Column BB (TAXES) value (INR) will be added to the converted values.
Note on K116: gepadmin: 1. If you choose "Full Conversion" then Column BA (AMOUNT) and Column BB (TAXES) BOTH values will be convert based on selected Currency in (Column L). 2. If you choose "Partial Conversion" then Column BA (AMOUNT) only will be converted based on selected currency (Column L) and Column BB (TAXES) value (INR) will be added to the converted values.
Note on K117: gepadmin: 1. If you choose "Full Conversion" then Column BA (AMOUNT) and Column BB (TAXES) BOTH values will be convert based on selected Currency in (Column L). 2. If you choose "Partial Conversion" then Column BA (AMOUNT) only will be converted based on selected currency (Column L) and Column BB (TAXES) value (INR) will be added to the converted values.
Note on K118: gepadmin: 1. If you choose "Full Conversion" then Column BA (AMOUNT) and Column BB (TAXES) BOTH values will be convert based on selected Currency in (Column L). 2. If you choose "Partial Conversion" then Column BA (AMOUNT) only will be converted based on selected currency (Column L) and Column BB (TAXES) value (INR) will be added to the converted values.
Note on K119: gepadmin: 1. If you choose "Full Conversion" then Column BA (AMOUNT) and Column BB (TAXES) BOTH values will be convert based on selected Currency in (Column L). 2. If you choose "Partial Conversion" then Column BA (AMOUNT) only will be converted based on selected currency (Column L) and Column BB (TAXES) value (INR) will be added to the converted values.
Note on K120: gepadmin: 1. If you choose "Full Conversion" then Column BA (AMOUNT) and Column BB (TAXES) BOTH values will be convert based on selected Currency in (Column L). 2. If you choose "Partial Conversion" then Column BA (AMOUNT) only will be converted based on selected currency (Column L) and Column BB (TAXES) value (INR) will be added to the converted values.
Note on K121: gepadmin: 1. If you choose "Full Conversion" then Column BA (AMOUNT) and Column BB (TAXES) BOTH values will be convert based on selected Currency in (Column L). 2. If you choose "Partial Conversion" then Column BA (AMOUNT) only will be converted based on selected currency (Column L) and Column BB (TAXES) value (INR) will be added to the converted values.
Note on K122: gepadmin: 1. If you choose "Full Conversion" then Column BA (AMOUNT) and Column BB (TAXES) BOTH values will be convert based on selected Currency in (Column L). 2. If you choose "Partial Conversion" then Column BA (AMOUNT) only will be converted based on selected currency (Column L) and Column BB (TAXES) value (INR) will be added to the converted values.
Note on K123: gepadmin: 1. If you choose "Full Conversion" then Column BA (AMOUNT) and Column BB (TAXES) BOTH values will be convert based on selected Currency in (Column L). 2. If you choose "Partial Conversion" then Column BA (AMOUNT) only will be converted based on selected currency (Column L) and Column BB (TAXES) value (INR) will be added to the converted values.
Note on K124: gepadmin: 1. If you choose "Full Conversion" then Column BA (AMOUNT) and Column BB (TAXES) BOTH values will be convert based on selected Currency in (Column L). 2. If you choose "Partial Conversion" then Column BA (AMOUNT) only will be converted based on selected currency (Column L) and Column BB (TAXES) value (INR) will be added to the converted values.
Note on K125: gepadmin: 1. If you choose "Full Conversion" then Column BA (AMOUNT) and Column BB (TAXES) BOTH values will be convert based on selected Currency in (Column L). 2. If you choose "Partial Conversion" then Column BA (AMOUNT) only will be converted based on selected currency (Column L) and Column BB (TAXES) value (INR) will be added to the converted values.
Note on K127: gepadmin: 1. If you choose "Full Conversion" then Column BA (AMOUNT) and Column BB (TAXES) BOTH values will be convert based on selected Currency in (Column L). 2. If you choose "Partial Conversion" then Column BA (AMOUNT) only will be converted based on selected currency (Column L) and Column BB (TAXES) value (INR) will be added to the converted values.
Note on K128: gepadmin: 1. If you choose "Full Conversion" then Column BA (AMOUNT) and Column BB (TAXES) BOTH values will be convert based on selected Currency in (Column L). 2. If you choose "Partial Conversion" then Column BA (AMOUNT) only will be converted based on selected currency (Column L) and Column BB (TAXES) value (INR) will be added to the converted values.
Note on K129: gepadmin: 1. If you choose "Full Conversion" then Column BA (AMOUNT) and Column BB (TAXES) BOTH values will be convert based on selected Currency in (Column L). 2. If you choose "Partial Conversion" then Column BA (AMOUNT) only will be converted based on selected currency (Column L) and Column BB (TAXES) value (INR) will be added to the converted values.
Note on K130: gepadmin: 1. If you choose "Full Conversion" then Column BA (AMOUNT) and Column BB (TAXES) BOTH values will be convert based on selected Currency in (Column L). 2. If you choose "Partial Conversion" then Column BA (AMOUNT) only will be converted based on selected currency (Column L) and Column BB (TAXES) value (INR) will be added to the converted values.
Note on K132: gepadmin: 1. If you choose "Full Conversion" then Column BA (AMOUNT) and Column BB (TAXES) BOTH values will be convert based on selected Currency in (Column L). 2. If you choose "Partial Conversion" then Column BA (AMOUNT) only will be converted based on selected currency (Column L) and Column BB (TAXES) value (INR) will be added to the converted values.
Note on K133: gepadmin: 1. If you choose "Full Conversion" then Column BA (AMOUNT) and Column BB (TAXES) BOTH values will be convert based on selected Currency in (Column L). 2. If you choose "Partial Conversion" then Column BA (AMOUNT) only will be converted based on selected currency (Column L) and Column BB (TAXES) value (INR) will be added to the converted values.
Note on K134: gepadmin: 1. If you choose "Full Conversion" then Column BA (AMOUNT) and Column BB (TAXES) BOTH values will be convert based on selected Currency in (Column L). 2. If you choose "Partial Conversion" then Column BA (AMOUNT) only will be converted based on selected currency (Column L) and Column BB (TAXES) value (INR) will be added to the converted values.
Note on K139: gepadmin: 1. If you choose "Full Conversion" then Column BA (AMOUNT) and Column BB (TAXES) BOTH values will be convert based on selected Currency in (Column L). 2. If you choose "Partial Conversion" then Column BA (AMOUNT) only will be converted based on selected currency (Column L) and Column BB (TAXES) value (INR) will be added to the converted values.
Note on K140: gepadmin: 1. If you choose "Full Conversion" then Column BA (AMOUNT) and Column BB (TAXES) BOTH values will be convert based on selected Currency in (Column L). 2. If you choose "Partial Conversion" then Column BA (AMOUNT) only will be converted based on selected currency (Column L) and Column BB (TAXES) value (INR) will be added to the converted values.
Note on K145: gepadmin: 1. If you choose "Full Conversion" then Column BA (AMOUNT) and Column BB (TAXES) BOTH values will be convert based on selected Currency in (Column L). 2. If you choose "Partial Conversion" then Column BA (AMOUNT) only will be converted based on selected currency (Column L) and Column BB (TAXES) value (INR) will be added to the converted values.
Note on K146: gepadmin: 1. If you choose "Full Conversion" then Column BA (AMOUNT) and Column BB (TAXES) BOTH values will be convert based on selected Currency in (Column L). 2. If you choose "Partial Conversion" then Column BA (AMOUNT) only will be converted based on selected currency (Column L) and Column BB (TAXES) value (INR) will be added to the converted values.
Note on K147: gepadmin: 1. If you choose "Full Conversion" then Column BA (AMOUNT) and Column BB (TAXES) BOTH values will be convert based on selected Currency in (Column L). 2. If you choose "Partial Conversion" then Column BA (AMOUNT) only will be converted based on selected currency (Column L) and Column BB (TAXES) value (INR) will be added to the converted values.
Note on K148: gepadmin: 1. If you choose "Full Conversion" then Column BA (AMOUNT) and Column BB (TAXES) BOTH values will be convert based on selected Currency in (Column L). 2. If you choose "Partial Conversion" then Column BA (AMOUNT) only will be converted based on selected currency (Column L) and Column BB (TAXES) value (INR) will be added to the converted values.
Note on K149: gepadmin: 1. If you choose "Full Conversion" then Column BA (AMOUNT) and Column BB (TAXES) BOTH values will be convert based on selected Currency in (Column L). 2. If you choose "Partial Conversion" then Column BA (AMOUNT) only will be converted based on selected currency (Column L) and Column BB (TAXES) value (INR) will be added to the converted values.
Note on K150: gepadmin: 1. If you choose "Full Conversion" then Column BA (AMOUNT) and Column BB (TAXES) BOTH values will be convert based on selected Currency in (Column L). 2. If you choose "Partial Conversion" then Column BA (AMOUNT) only will be converted based on selected currency (Column L) and Column BB (TAXES) value (INR) will be added to the converted values.
Note on K151: gepadmin: 1. If you choose "Full Conversion" then Column BA (AMOUNT) and Column BB (TAXES) BOTH values will be convert based on selected Currency in (Column L). 2. If you choose "Partial Conversion" then Column BA (AMOUNT) only will be converted based on selected currency (Column L) and Column BB (TAXES) value (INR) will be added to the converted values.
Note on K154: gepadmin: 1. If you choose "Full Conversion" then Column BA (AMOUNT) and Column BB (TAXES) BOTH values will be convert based on selected Currency in (Column L). 2. If you choose "Partial Conversion" then Column BA (AMOUNT) only will be converted based on selected currency (Column L) and Column BB (TAXES) value (INR) will be added to the converted values.
Note on K161: gepadmin: 1. If you choose "Full Conversion" then Column BA (AMOUNT) and Column BB (TAXES) BOTH values will be convert based on selected Currency in (Column L). 2. If you choose "Partial Conversion" then Column BA (AMOUNT) only will be converted based on selected currency (Column L) and Column BB (TAXES) value (INR) will be added to the converted values.
Note on K162: gepadmin: 1. If you choose "Full Conversion" then Column BA (AMOUNT) and Column BB (TAXES) BOTH values will be convert based on selected Currency in (Column L). 2. If you choose "Partial Conversion" then Column BA (AMOUNT) only will be converted based on selected currency (Column L) and Column BB (TAXES) value (INR) will be added to the converted values.
Note on K163: gepadmin: 1. If you choose "Full Conversion" then Column BA (AMOUNT) and Column BB (TAXES) BOTH values will be convert based on selected Currency in (Column L). 2. If you choose "Partial Conversion" then Column BA (AMOUNT) only will be converted based on selected currency (Column L) and Column BB (TAXES) value (INR) will be added to the converted values.
Note on K164: gepadmin: 1. If you choose "Full Conversion" then Column BA (AMOUNT) and Column BB (TAXES) BOTH values will be convert based on selected Currency in (Column L). 2. If you choose "Partial Conversion" then Column BA (AMOUNT) only will be converted based on selected currency (Column L) and Column BB (TAXES) value (INR) will be added to the converted values.
Note on K165: gepadmin: 1. If you choose "Full Conversion" then Column BA (AMOUNT) and Column BB (TAXES) BOTH values will be convert based on selected Currency in (Column L). 2. If you choose "Partial Conversion" then Column BA (AMOUNT) only will be converted based on selected currency (Column L) and Column BB (TAXES) value (INR) will be added to the converted values.
Note on K166: gepadmin: 1. If you choose "Full Conversion" then Column BA (AMOUNT) and Column BB (TAXES) BOTH values will be convert based on selected Currency in (Column L). 2. If you choose "Partial Conversion" then Column BA (AMOUNT) only will be converted based on selected currency (Column L) and Column BB (TAXES) value (INR) will be added to the converted values.
Note on K167: gepadmin: 1. If you choose "Full Conversion" then Column BA (AMOUNT) and Column BB (TAXES) BOTH values will be convert based on selected Currency in (Column L). 2. If you choose "Partial Conversion" then Column BA (AMOUNT) only will be converted based on selected currency (Column L) and Column BB (TAXES) value (INR) will be added to the converted values.
Note on K168: gepadmin: 1. If you choose "Full Conversion" then Column BA (AMOUNT) and Column BB (TAXES) BOTH values will be convert based on selected Currency in (Column L). 2. If you choose "Partial Conversion" then Column BA (AMOUNT) only will be converted based on selected currency (Column L) and Column BB (TAXES) value (INR) will be added to the converted values.
Note on K169: gepadmin: 1. If you choose "Full Conversion" then Column BA (AMOUNT) and Column BB (TAXES) BOTH values will be convert based on selected Currency in (Column L). 2. If you choose "Partial Conversion" then Column BA (AMOUNT) only will be converted based on selected currency (Column L) and Column BB (TAXES) value (INR) will be added to the converted values.
Note on K170: gepadmin: 1. If you choose "Full Conversion" then Column BA (AMOUNT) and Column BB (TAXES) BOTH values will be convert based on selected Currency in (Column L). 2. If you choose "Partial Conversion" then Column BA (AMOUNT) only will be converted based on selected currency (Column L) and Column BB (TAXES) value (INR) will be added to the converted values.
Note on K171: gepadmin: 1. If you choose "Full Conversion" then Column BA (AMOUNT) and Column BB (TAXES) BOTH values will be convert based on selected Currency in (Column L). 2. If you choose "Partial Conversion" then Column BA (AMOUNT) only will be converted based on selected currency (Column L) and Column BB (TAXES) value (INR) will be added to the converted values.
Note on K172: gepadmin: 1. If you choose "Full Conversion" then Column BA (AMOUNT) and Column BB (TAXES) BOTH values will be convert based on selected Currency in (Column L). 2. If you choose "Partial Conversion" then Column BA (AMOUNT) only will be converted based on selected currency (Column L) and Column BB (TAXES) value (INR) will be added to the converted values.
Note on K175: gepadmin: 1. If you choose "Full Conversion" then Column BA (AMOUNT) and Column BB (TAXES) BOTH values will be convert based on selected Currency in (Column L). 2. If you choose "Partial Conversion" then Column BA (AMOUNT) only will be converted based on selected currency (Column L) and Column BB (TAXES) value (INR) will be added to the converted values.
Note on K180: gepadmin: 1. If you choose "Full Conversion" then Column BA (AMOUNT) and Column BB (TAXES) BOTH values will be convert based on selected Currency in (Column L). 2. If you choose "Partial Conversion" then Column BA (AMOUNT) only will be converted based on selected currency (Column L) and Column BB (TAXES) value (INR) will be added to the converted values.
Note on K183: gepadmin: 1. If you choose "Full Conversion" then Column BA (AMOUNT) and Column BB (TAXES) BOTH values will be convert based on selected Currency in (Column L). 2. If you choose "Partial Conversion" then Column BA (AMOUNT) only will be converted based on selected currency (Column L) and Column BB (TAXES) value (INR) will be added to the converted values.
Note on K184: gepadmin: 1. If you choose "Full Conversion" then Column BA (AMOUNT) and Column BB (TAXES) BOTH values will be convert based on selected Currency in (Column L). 2. If you choose "Partial Conversion" then Column BA (AMOUNT) only will be converted based on selected currency (Column L) and Column BB (TAXES) value (INR) will be added to the converted values.
Note on K186: gepadmin: 1. If you choose "Full Conversion" then Column BA (AMOUNT) and Column BB (TAXES) BOTH values will be convert based on selected Currency in (Column L). 2. If you choose "Partial Conversion" then Column BA (AMOUNT) only will be converted based on selected currency (Column L) and Column BB (TAXES) value (INR) will be added to the converted values.
Note on K187: gepadmin: 1. If you choose "Full Conversion" then Column BA (AMOUNT) and Column BB (TAXES) BOTH values will be convert based on selected Currency in (Column L). 2. If you choose "Partial Conversion" then Column BA (AMOUNT) only will be converted based on selected currency (Column L) and Column BB (TAXES) value (INR) will be added to the converted values.
Note on K189: gepadmin: 1. If you choose "Full Conversion" then Column BA (AMOUNT) and Column BB (TAXES) BOTH values will be convert based on selected Currency in (Column L). 2. If you choose "Partial Conversion" then Column BA (AMOUNT) only will be converted based on selected currency (Column L) and Column BB (TAXES) value (INR) will be added to the converted values.
Note on K191: gepadmin: 1. If you choose "Full Conversion" then Column BA (AMOUNT) and Column BB (TAXES) BOTH values will be convert based on selected Currency in (Column L). 2. If you choose "Partial Conversion" then Column BA (AMOUNT) only will be converted based on selected currency (Column L) and Column BB (TAXES) value (INR) will be added to the converted values.
Note on K193: gepadmin: 1. If you choose "Full Conversion" then Column BA (AMOUNT) and Column BB (TAXES) BOTH values will be convert based on selected Currency in (Column L). 2. If you choose "Partial Conversion" then Column BA (AMOUNT) only will be converted based on selected currency (Column L) and Column BB (TAXES) value (INR) will be added to the converted values.
Note on K194: gepadmin: 1. If you choose "Full Conversion" then Column BA (AMOUNT) and Column BB (TAXES) BOTH values will be convert based on selected Currency in (Column L). 2. If you choose "Partial Conversion" then Column BA (AMOUNT) only will be converted based on selected currency (Column L) and Column BB (TAXES) value (INR) will be added to the converted values.
Note on K195: gepadmin: 1. If you choose "Full Conversion" then Column BA (AMOUNT) and Column BB (TAXES) BOTH values will be convert based on selected Currency in (Column L). 2. If you choose "Partial Conversion" then Column BA (AMOUNT) only will be converted based on selected currency (Column L) and Column BB (TAXES) value (INR) will be added to the converted values.
Note on K196: gepadmin: 1. If you choose "Full Conversion" then Column BA (AMOUNT) and Column BB (TAXES) BOTH values will be convert based on selected Currency in (Column L). 2. If you choose "Partial Conversion" then Column BA (AMOUNT) only will be converted based on selected currency (Column L) and Column BB (TAXES) value (INR) will be added to the converted values.
Note on K197: gepadmin: 1. If you choose "Full Conversion" then Column BA (AMOUNT) and Column BB (TAXES) BOTH values will be convert based on selected Currency in (Column L). 2. If you choose "Partial Conversion" then Column BA (AMOUNT) only will be converted based on selected currency (Column L) and Column BB (TAXES) value (INR) will be added to the converted values.
Note on K198: gepadmin: 1. If you choose "Full Conversion" then Column BA (AMOUNT) and Column BB (TAXES) BOTH values will be convert based on selected Currency in (Column L). 2. If you choose "Partial Conversion" then Column BA (AMOUNT) only will be converted based on selected currency (Column L) and Column BB (TAXES) value (INR) will be added to the converted values.
Note on K201: gepadmin: 1. If you choose "Full Conversion" then Column BA (AMOUNT) and Column BB (TAXES) BOTH values will be convert based on selected Currency in (Column L). 2. If you choose "Partial Conversion" then Column BA (AMOUNT) only will be converted based on selected currency (Column L) and Column BB (TAXES) value (INR) will be added to the converted values.
Note on K204: gepadmin: 1. If you choose "Full Conversion" then Column BA (AMOUNT) and Column BB (TAXES) BOTH values will be convert based on selected Currency in (Column L). 2. If you choose "Partial Conversion" then Column BA (AMOUNT) only will be converted based on selected currency (Column L) and Column BB (TAXES) value (INR) will be added to the converted values.
Note on K205: gepadmin: 1. If you choose "Full Conversion" then Column BA (AMOUNT) and Column BB (TAXES) BOTH values will be convert based on selected Currency in (Column L). 2. If you choose "Partial Conversion" then Column BA (AMOUNT) only will be converted based on selected currency (Column L) and Column BB (TAXES) value (INR) will be added to the converted values.
Note on K208: gepadmin: 1. If you choose "Full Conversion" then Column BA (AMOUNT) and Column BB (TAXES) BOTH values will be convert based on selected Currency in (Column L). 2. If you choose "Partial Conversion" then Column BA (AMOUNT) only will be converted based on selected currency (Column L) and Column BB (TAXES) value (INR) will be added to the converted values.
Note on K209: gepadmin: 1. If you choose "Full Conversion" then Column BA (AMOUNT) and Column BB (TAXES) BOTH values will be convert based on selected Currency in (Column L). 2. If you choose "Partial Conversion" then Column BA (AMOUNT) only will be converted based on selected currency (Column L) and Column BB (TAXES) value (INR) will be added to the converted values.
Note on K212: gepadmin: 1. If you choose "Full Conversion" then Column BA (AMOUNT) and Column BB (TAXES) BOTH values will be convert based on selected Currency in (Column L). 2. If you choose "Partial Conversion" then Column BA (AMOUNT) only will be converted based on selected currency (Column L) and Column BB (TAXES) value (INR) will be added to the converted values.
Note on K213: gepadmin: 1. If you choose "Full Conversion" then Column BA (AMOUNT) and Column BB (TAXES) BOTH values will be convert based on selected Currency in (Column L). 2. If you choose "Partial Conversion" then Column BA (AMOUNT) only will be converted based on selected currency (Column L) and Column BB (TAXES) value (INR) will be added to the converted values.
Note on K215: gepadmin: 1. If you choose "Full Conversion" then Column BA (AMOUNT) and Column BB (TAXES) BOTH values will be convert based on selected Currency in (Column L). 2. If you choose "Partial Conversion" then Column BA (AMOUNT) only will be converted based on selected currency (Column L) and Column BB (TAXES) value (INR) will be added to the converted values.
Note on K216: gepadmin: 1. If you choose "Full Conversion" then Column BA (AMOUNT) and Column BB (TAXES) BOTH values will be convert based on selected Currency in (Column L). 2. If you choose "Partial Conversion" then Column BA (AMOUNT) only will be converted based on selected currency (Column L) and Column BB (TAXES) value (INR) will be added to the converted values.
Note on K217: gepadmin: 1. If you choose "Full Conversion" then Column BA (AMOUNT) and Column BB (TAXES) BOTH values will be convert based on selected Currency in (Column L). 2. If you choose "Partial Conversion" then Column BA (AMOUNT) only will be converted based on selected currency (Column L) and Column BB (TAXES) value (INR) will be added to the converted values.
Note on K218: gepadmin: 1. If you choose "Full Conversion" then Column BA (AMOUNT) and Column BB (TAXES) BOTH values will be convert based on selected Currency in (Column L). 2. If you choose "Partial Conversion" then Column BA (AMOUNT) only will be converted based on selected currency (Column L) and Column BB (TAXES) value (INR) will be added to the converted values.
Note on K219: gepadmin: 1. If you choose "Full Conversion" then Column BA (AMOUNT) and Column BB (TAXES) BOTH values will be convert based on selected Currency in (Column L). 2. If you choose "Partial Conversion" then Column BA (AMOUNT) only will be converted based on selected currency (Column L) and Column BB (TAXES) value (INR) will be added to the converted values.
Note on K220: gepadmin: 1. If you choose "Full Conversion" then Column BA (AMOUNT) and Column BB (TAXES) BOTH values will be convert based on selected Currency in (Column L). 2. If you choose "Partial Conversion" then Column BA (AMOUNT) only will be converted based on selected currency (Column L) and Column BB (TAXES) value (INR) will be added to the converted values.
Note on K221: gepadmin: 1. If you choose "Full Conversion" then Column BA (AMOUNT) and Column BB (TAXES) BOTH values will be convert based on selected Currency in (Column L). 2. If you choose "Partial Conversion" then Column BA (AMOUNT) only will be converted based on selected currency (Column L) and Column BB (TAXES) value (INR) will be added to the converted values.
Note on K224: gepadmin: 1. If you choose "Full Conversion" then Column BA (AMOUNT) and Column BB (TAXES) BOTH values will be convert based on selected Currency in (Column L). 2. If you choose "Partial Conversion" then Column BA (AMOUNT) only will be converted based on selected currency (Column L) and Column BB (TAXES) value (INR) will be added to the converted values.
Note on K233: gepadmin: 1. If you choose "Full Conversion" then Column BA (AMOUNT) and Column BB (TAXES) BOTH values will be convert based on selected Currency in (Column L). 2. If you choose "Partial Conversion" then Column BA (AMOUNT) only will be converted based on selected currency (Column L) and Column BB (TAXES) value (INR) will be added to the converted values.
Note on K236: gepadmin: 1. If you choose "Full Conversion" then Column BA (AMOUNT) and Column BB (TAXES) BOTH values will be convert based on selected Currency in (Column L). 2. If you choose "Partial Conversion" then Column BA (AMOUNT) only will be converted based on selected currency (Column L) and Column BB (TAXES) value (INR) will be added to the converted values.
Note on K241: gepadmin: 1. If you choose "Full Conversion" then Column BA (AMOUNT) and Column BB (TAXES) BOTH values will be convert based on selected Currency in (Column L). 2. If you choose "Partial Conversion" then Column BA (AMOUNT) only will be converted based on selected currency (Column L) and Column BB (TAXES) value (INR) will be added to the converted values.
Note on K242: gepadmin: 1. If you choose "Full Conversion" then Column BA (AMOUNT) and Column BB (TAXES) BOTH values will be convert based on selected Currency in (Column L). 2. If you choose "Partial Conversion" then Column BA (AMOUNT) only will be converted based on selected currency (Column L) and Column BB (TAXES) value (INR) will be added to the converted values.
Note on K246: gepadmin: 1. If you choose "Full Conversion" then Column BA (AMOUNT) and Column BB (TAXES) BOTH values will be convert based on selected Currency in (Column L). 2. If you choose "Partial Conversion" then Column BA (AMOUNT) only will be converted based on selected currency (Column L) and Column BB (TAXES) value (INR) will be added to the converted values.
Note on K247: gepadmin: 1. If you choose "Full Conversion" then Column BA (AMOUNT) and Column BB (TAXES) BOTH values will be convert based on selected Currency in (Column L). 2. If you choose "Partial Conversion" then Column BA (AMOUNT) only will be converted based on selected currency (Column L) and Column BB (TAXES) value (INR) will be added to the converted values.
Note on K252: gepadmin: 1. If you choose "Full Conversion" then Column BA (AMOUNT) and Column BB (TAXES) BOTH values will be convert based on selected Currency in (Column L). 2. If you choose "Partial Conversion" then Column BA (AMOUNT) only will be converted based on selected currency (Column L) and Column BB (TAXES) value (INR) will be added to the converted values.
Note on K264: gepadmin: 1. If you choose "Full Conversion" then Column BA (AMOUNT) and Column BB (TAXES) BOTH values will be convert based on selected Currency in (Column L). 2. If you choose "Partial Conversion" then Column BA (AMOUNT) only will be converted based on selected currency (Column L) and Column BB (TAXES) value (INR) will be added to the converted values.
Note on K267: gepadmin: 1. If you choose "Full Conversion" then Column BA (AMOUNT) and Column BB (TAXES) BOTH values will be convert based on selected Currency in (Column L). 2. If you choose "Partial Conversion" then Column BA (AMOUNT) only will be converted based on selected currency (Column L) and Column BB (TAXES) value (INR) will be added to the converted values.
Note on K274: gepadmin: 1. If you choose "Full Conversion" then Column BA (AMOUNT) and Column BB (TAXES) BOTH values will be convert based on selected Currency in (Column L). 2. If you choose "Partial Conversion" then Column BA (AMOUNT) only will be converted based on selected currency (Column L) and Column BB (TAXES) value (INR) will be added to the converted values.
Note on K279: gepadmin: 1. If you choose "Full Conversion" then Column BA (AMOUNT) and Column BB (TAXES) BOTH values will be convert based on selected Currency in (Column L). 2. If you choose "Partial Conversion" then Column BA (AMOUNT) only will be converted based on selected currency (Column L) and Column BB (TAXES) value (INR) will be added to the converted values.
Note on K282: gepadmin: 1. If you choose "Full Conversion" then Column BA (AMOUNT) and Column BB (TAXES) BOTH values will be convert based on selected Currency in (Column L). 2. If you choose "Partial Conversion" then Column BA (AMOUNT) only will be converted based on selected currency (Column L) and Column BB (TAXES) value (INR) will be added to the converted values.
Note on K289: gepadmin: 1. If you choose "Full Conversion" then Column BA (AMOUNT) and Column BB (TAXES) BOTH values will be convert based on selected Currency in (Column L). 2. If you choose "Partial Conversion" then Column BA (AMOUNT) only will be converted based on selected currency (Column L) and Column BB (TAXES) value (INR) will be added to the converted values.
Note on K292: gepadmin: 1. If you choose "Full Conversion" then Column BA (AMOUNT) and Column BB (TAXES) BOTH values will be convert based on selected Currency in (Column L). 2. If you choose "Partial Conversion" then Column BA (AMOUNT) only will be converted based on selected currency (Column L) and Column BB (TAXES) value (INR) will be added to the converted values.
Note on K295: gepadmin: 1. If you choose "Full Conversion" then Column BA (AMOUNT) and Column BB (TAXES) BOTH values will be convert based on selected Currency in (Column L). 2. If you choose "Partial Conversion" then Column BA (AMOUNT) only will be converted based on selected currency (Column L) and Column BB (TAXES) value (INR) will be added to the converted values.
Note on K302: gepadmin: 1. If you choose "Full Conversion" then Column BA (AMOUNT) and Column BB (TAXES) BOTH values will be convert based on selected Currency in (Column L). 2. If you choose "Partial Conversion" then Column BA (AMOUNT) only will be converted based on selected currency (Column L) and Column BB (TAXES) value (INR) will be added to the converted values.
Note on K178: gepadmin: 1. If you choose "Full Conversion" then Column BA (AMOUNT) and Column BB (TAXES) BOTH values will be convert based on selected Currency in (Column L). 2. If you choose "Partial Conversion" then Column BA (AMOUNT) only will be converted based on selected currency (Column L) and Column BB (TAXES) value (INR) will be added to the converted values.
Note on K179: gepadmin: 1. If you choose "Full Conversion" then Column BA (AMOUNT) and Column BB (TAXES) BOTH values will be convert based on selected Currency in (Column L). 2. If you choose "Partial Conversion" then Column BA (AMOUNT) only will be converted based on selected currency (Column L) and Column BB (TAXES) value (INR) will be added to the converted values.
Note on K136: gepadmin: 1. If you choose "Full Conversion" then Column BA (AMOUNT) and Column BB (TAXES) BOTH values will be convert based on selected Currency in (Column L). 2. If you choose "Partial Conversion" then Column BA (AMOUNT) only will be converted based on selected currency (Column L) and Column BB (TAXES) value (INR) will be added to the converted values.
Note on K207: gepadmin: 1. If you choose "Full Conversion" then Column BA (AMOUNT) and Column BB (TAXES) BOTH values will be convert based on selected Currency in (Column L). 2. If you choose "Partial Conversion" then Column BA (AMOUNT) only will be converted based on selected currency (Column L) and Column BB (TAXES) value (INR) will be added to the converted values.
Note on K243: gepadmin: 1. If you choose "Full Conversion" then Column BA (AMOUNT) and Column BB (TAXES) BOTH values will be convert based on selected Currency in (Column L). 2. If you choose "Partial Conversion" then Column BA (AMOUNT) only will be converted based on selected currency (Column L) and Column BB (TAXES) value (INR) will be added to the converted values.

## Macros
Please Enable Macros to View BoQ information