## BoQ1 (hidden)
Percentage BoQ
BoQ_Ver3.0 | Percentage | Normal | INR Only | INR
Select, At Par, Excess (+), Less (-) |  | IOCL
Tender Inviting Authority: The Additional Chief Engineer, W.B.P.H&.I.D.Corpn. Ltd.
Name of Work: Repair, renovation and up-gradation of 05 Nos. of 3 storied (Type-A Barrack) at Kasba SAP 4th Bn., Raiganj, Uttar Dinajpur.
Contract No: WBPHIDCL/ACE/NIT- 124(e)/2018-2019 (2nd Call) For Sl. No. 1
Bidder Name :
PRICE SCHEDULE (This BOQ template must not be modified/replaced by the bidder and the same should be uploaded after filling the relevent columns, else the bidder is liable to be rejected for this tender. Bidders are allowed to enter the Bidder Name and Values only )
NUMBER # | TEXT # | TEXT # | NUMBER # | TEXT # | NUMBER | NUMBER | TEXT | TEXT # | NUMBER # | TEXT# | TEXT # | NUMBER # | NUMBER | NUMBER | NUMBER | NUMBER | TEXT | TEXT | NUMBER | NUMBER | NUMBER | NUMBER | TEXT | TEXT | NUMBER | NUMBER | NUMBER | NUMBER | TEXT | TEXT | NUMBER | NUMBER | NUMBER | NUMBER | TEXT | TEXT | NUMBER | NUMBER | NUMBER | NUMBER | TEXT | TEXT | NUMBER | NUMBER | NUMBER # | NUMBER # | TEXT | TEXT | NUMBER # | NUMBER # | DATE | NUMBER # | NUMBER # | TEXT #
Sl. No. | Item Description | Item Code / Make | Quantity | Units | Estimated Rate |  |  | Addition / Deduction | Addition / Deduction Values | Currency Convertion against each Item | Quoted Currency in INR / Other Currency | BASIC RATE In Figures To be entered by the Bidder Rs. P | Excise Duty | VAT | Freight Charges ( Unloading & Stacking) | Any Other Taxes/Duties/Levies |  |  | Other Taxes 2 | IIIrd Party i.e DGS&D / RITES etc Inspection Charges @0.34%+Service Tax | Less for Cenvat Credit,if any respect of Supplies Under full Excise Duty Category | [30 empty] | TOTAL AMOUNT With Taxes | TOTAL AMOUNT With Taxes | TOTAL AMOUNT In Words
1 | 2 | 3 | 4 | 5 | 6 | 7 | 8 | 9 | 10 | 11 | 12 | 13 | 14 | 15 | 16 | 17 | 18 | 19 | 20 | 21 | 22 | 23 | 24 | 25 | 26 | 27 | 28 | 29 | 30 | 31 | 32 | 33 | 34 | 35 | 36 | 37 | 38 | 39 | 40 | 41 | 42 | 43 | 44 | 45 | 46 | 47 | 48 | 49 | 50 | 51 | 52 | 53 | 54 | 55
1 | Civil work for Quarter | BI01010001010000000000000515BI0100001112 | [57 empty] | 1 | Construction of chamber for 100mm sluices valve | item1 | 10 | 1 Nos
2 | Dismantling R.C. floor, roof, beams etc. Including cutting rods and removing rubbish as directed within a lead of 75 m. including stacking of steelbars. (a) In ground floor including roof Ground Floor | BI01010001010000000000000515BI0100001113 | 27.12 | Cum | 2212.6272 | 60006.4497 |  | Excess(+) | 1 | Full Conversion | INR | [40 empty] | 60006.4497 | 60006.4497 | INR Sixty Thousand &Six and Paise Forty Five Only | 1956 | 119.27 | 134.9182 | 2212.6272 |  | 1.02 | Construction of chamber for 100mm sluice plates | item2 | 213 | Nos
3 | Dismantling R.C. floor, roof, beams etc. Including cutting rods and removing rubbish as directed within a lead of 75 m. including stacking of steelbars. (a) In ground floor including roof First Floor | BI01010001010000000000000515BI0100001114 | 18.12 | Cum | 2269.1872 | 41117.6721 |  | Excess(+) | 1 | Full Conversion | INR | [40 empty] | 41117.6721 | 41117.6721 | INR Forty One Thousand One Hundred & Seventeen and Paise Sixty Seven Only | 2006 | 192.38 | 217.6203 | 2269.1872 |  | 2 | Construction of chamber for 100mm sluices valve | item3 | 10 | Nos
4 | Dismantling R.C. floor, roof, beams etc. Including cutting rods and removing rubbish as directed within a lead of 75 m. including stacking of steelbars. (a) In ground floor including roof Second Floor | BI01010001010000000000000515BI0100001115 | 300.3075 | Cum | 2325.7472 | 698439.3273 |  | Excess(+) | 1 | Full Conversion | INR | [40 empty] | 698439.3273 | 698439.3273 | INR Six Lakh Ninety Eight Thousand Four Hundred & Thirty Nine and Paise Thirty Three Only | 2056 | 24 | 27.1488 | 2325.7472 |  | 3 | Supplying, Conveying and fixing spls. Including ea | item4 | 10 | Nos
5 | Dismantling R.C. floor, roof, beams etc. Including cutting rods and removing rubbish as directed within a lead of 75 m. including stacking of steelbars. (a) In ground floor including roof Third Floor(Mumty) | BI01010001010000000000000515BI0100001116 | 8.91 | Cum | 3400.3872 | 30297.45 |  | Excess(+) | 1 | Full Conversion | INR | [40 empty] | 30297.45 | 30297.45 | INR Thirty Thousand Two Hundred & Ninety Seven and Paise Forty Five Only | 3006 | 110 | 124.432 | 3400.3872 |  | 1.01 | Supplying, Conveying and fixing spls. Including eart | item1 | 123.223 | Nos
6 | Dismantling all types of masonry excepting cement concrete plain or reinforced, stacking serviceable materials at site and removing rubbish as directed within a lead of 75 m (a) In ground floor including roof Ground Floor | BI01010001010000000000000515BI0100001117 | 25 | Cum | 505.6464 | 12641.16 |  | Excess(+) | 1 | Full Conversion | INR | [40 empty] | 12641.16 | 12641.16 | INR Twelve Thousand Six Hundred & Forty One and Paise Sixteen Only | 447 | 633.27 | 716.355 | 505.6464 |  | 1.02 | Construction of chamber for 100mm sluice plates | item2 | 213 | Nos
7 | Dismantling all types of masonry excepting cement concrete plain or reinforced, stacking serviceable materials at site and removing rubbish as directed within a lead of 75 m (a) In ground floor including roof First Floor | BI01010001010000000000000515BI0100001118 | 7 | Cum | 562.2064 | 3935.4448 |  | Excess(+) | 1 | Full Conversion | INR | [40 empty] | 3935.4448 | 3935.4448 | INR Three Thousand Nine Hundred & Thirty Five and Paise Forty Four Only | 497 | 324 | 366.5088 | 562.2064 |  | 2 | Construction of chamber for 100mm sluices valve | item3 | 10 | Nos
8 | Dismantling all types of masonry excepting cement concrete plain or reinforced, stacking serviceable materials at site and removing rubbish as directed within a lead of 75 m (a) In ground floor including roof Second Floor | BI01010001010000000000000515BI0100001119 | 7 | Cum | 618.7664 | 4331.3648 |  | Excess(+) | 1 | Full Conversion | INR | [40 empty] | 4331.3648 | 4331.3648 | INR Four Thousand Three Hundred & Thirty One and Paise Thirty Six Only | 547 | 4006 | 4531.5872 | 618.7664 |  | 3 | Supplying, Conveying and fixing spls. Including ea | item4 | 10 | Nos
9 | Dismantling all types of masonry excepting cement concrete plain or reinforced, stacking serviceable materials at site and removing rubbish as directed within a lead of 75 m (a) In ground floor including roof Third Floor(Mumty) | BI01010001010000000000000515BI0100001120 | 2 | Cum | 675.3264 | 1350.6528 |  | Excess(+) | 1 | Full Conversion | INR | [40 empty] | 1350.6528 | 1350.6528 | INR One Thousand Three Hundred & Fifty and Paise Sixty Five Only | 597 | 5702 | 6450.1024 | 675.3264 |  | 1.01 | Supplying, Conveying and fixing spls. Including eart | item1 | 123.223 | Nos
10 | Hire and labour charges for shuttering with centering and necessary staging upto 4 m using approved stout props and thick hard wood planks of approved thickness with required bracing for concrete slabs, beams and columns, lintels curved or straight including fitting, fixing and striking out after completion of works (upto roof of ground floor). (When the height of a particular floor is more than 4 m the equivalent floor height shall be taken as 4 m and extra for works beyond the initial 4 m ht. shall be allowed under 12 (e) for every 4 m or part thereof) 25 mm to 30 mm thick wooden shuttering as per decision & direction of Engineer-In-Charge. Ground Floor | BI01010001010000000000000515BI0100001121 | 70.5 | Sqm | 371.0336 | 26157.8688 |  | Excess(+) | 1 | Full Conversion | INR | [40 empty] | 26157.8688 | 26157.8688 | INR Twenty Six Thousand One Hundred & Fifty Seven and Paise Eighty Seven Only | 328 | 5797 | 6557.5664 | 371.0336 |  | 1.02 | Construction of chamber for 100mm sluice plates | item2 | 213 | Nos
11 | Hire and labour charges for shuttering with centering and necessary staging upto 4 m using approved stout props and thick hard wood planks of approved thickness with required bracing for concrete slabs, beams and columns, lintels curved or straight including fitting, fixing and striking out after completion of works (upto roof of ground floor). (When the height of a particular floor is more than 4 m the equivalent floor height shall be taken as 4 m and extra for works beyond the initial 4 m ht. shall be allowed under 12 (e) for every 4 m or part thereof) 25 mm to 30 mm thick wooden shuttering as per decision & direction of Engineer-In-Charge. First Floor | BI01010001010000000000000515BI0100001122 | 120 | Sqm | 391.3952 | 46967.424 |  | Excess(+) | 1 | Full Conversion | INR | [40 empty] | 46967.424 | 46967.424 | INR Forty Six Thousand Nine Hundred & Sixty Seven and Paise Forty Two Only | 346 | 5892 | 6665.0304 | 391.3952 |  | 2 | Construction of chamber for 100mm sluices valve | item3 | 10 | Nos
12 | Hire and labour charges for shuttering with centering and necessary staging upto 4 m using approved stout props and thick hard wood planks of approved thickness with required bracing for concrete slabs, beams and columns, lintels curved or straight including fitting, fixing and striking out after completion of works (upto roof of ground floor). (When the height of a particular floor is more than 4 m the equivalent floor height shall be taken as 4 m and extra for works beyond the initial 4 m ht. shall be allowed under 12 (e) for every 4 m or part thereof) 25 mm to 30 mm thick wooden shuttering as per decision & direction of Engineer-In-Charge. Second Floor | BI01010001010000000000000515BI0100001123 | 2962.75 | Sqm | 411.7568 | 1219932.4592 |  | Excess(+) | 1 | Full Conversion | INR | [40 empty] | 1219932.4592 | 1219932.4592 | INR Twelve Lakh Nineteen Thousand Nine Hundred & Thirty Two and Paise Forty Six Only | 364 | 5987 | 6772.4944 | 411.7568 |  | 1.01 | Supplying, Conveying and fixing spls. Including eart | item1 | 123.223 | Nos
13 | Hire and labour charges for shuttering with centering and necessary staging upto 4 m using approved stout props and thick hard wood planks of approved thickness with required bracing for concrete slabs, beams and columns, lintels curved or straight including fitting, fixing and striking out after completion of works (upto roof of ground floor). (When the height of a particular floor is more than 4 m the equivalent floor height shall be taken as 4 m and extra for works beyond the initial 4 m ht. shall be allowed under 12 (e) for every 4 m or part thereof) 25 mm to 30 mm thick wooden shuttering as per decision & direction of Engineer-In-Charge. Third Floor | BI01010001010000000000000515BI0100001124 | 121.5 | Sqm | 432.1184 | 52502.3856 |  | Excess(+) | 1 | Full Conversion | INR | [40 empty] | 52502.3856 | 52502.3856 | INR Fifty Two Thousand Five Hundred & Two and Paise Thirty Nine Only | 382 | 6082 | 6879.9584 | 432.1184 |  | 1.02 | Construction of chamber for 100mm sluice plates | item2 | 213 | Nos
14 | Controlled Cement concrete with well graded stone chips (20 mm nominal size) excluding shuttering and reinforcement with complete design of concrete as per IS : 456 and relevant special publications, submission of job mix formula after preliminary mix design after testing of concrete cubes as per direction of Engineer-in charge. Consumption of cement will not be less than 300 Kg of cement with Super plasticiser per cubic meter of controlled concrete but actual consumption will be determined on the basis of preliminary test and job mix foumula. In ground floor and foundation.[using concrete mixture] M 25 Grade PAKUR VARIETY Ground Floor | BI01010001010000000000000515BI0100001125 | 43.15 | Cum | 7539.8326 | 325343.777 |  | Excess(+) | 1 | Full Conversion | INR | [40 empty] | 325343.777 | 325343.777 | INR Three Lakh Twenty Five Thousand Three Hundred & Forty Three and Paise Seventy Eight Only | 6665.34 | 363 | 410.6256 | 7539.8326 |  | 2 | Construction of chamber for 100mm sluices valve | item3 | 10 | Nos
15 | Controlled Cement concrete with well graded stone chips (20 mm nominal size) excluding shuttering and reinforcement with complete design of concrete as per IS : 456 and relevant special publications, submission of job mix formula after preliminary mix design after testing of concrete cubes as per direction of Engineer-in charge. Consumption of cement will not be less than 300 Kg of cement with Super plasticiser per cubic meter of controlled concrete but actual consumption will be determined on the basis of preliminary test and job mix foumula. In ground floor and foundation.[using concrete mixture] M 25 Grade PAKUR VARIETY First Floor | BI01010001010000000000000515BI0100001126 | 18 | Cum | 7647.2966 | 137651.3389 |  | Excess(+) | 1 | Full Conversion | INR | [40 empty] | 137651.3389 | 137651.3389 | INR One Lakh Thirty Seven Thousand Six Hundred & Fifty One and Paise Thirty Four Only | 6760.34 | 381 | 430.9872 | 7647.2966 |  | 3 | Supplying, Conveying and fixing spls. Including ea | item4 | 10 | Nos
16 | Controlled Cement concrete with well graded stone chips (20 mm nominal size) excluding shuttering and reinforcement with complete design of concrete as per IS : 456 and relevant special publications, submission of job mix formula after preliminary mix design after testing of concrete cubes as per direction of Engineer-in charge. Consumption of cement will not be less than 300 Kg of cement with Super plasticiser per cubic meter of controlled concrete but actual consumption will be determined on the basis of preliminary test and job mix foumula. In ground floor and foundation.[using concrete mixture] M 25 Grade PAKUR VARIETY Second Floor | BI01010001010000000000000515BI0100001127 | 384 | Cum | 7754.7606 | 2977828.0735 |  | Excess(+) | 1 | Full Conversion | INR | [40 empty] | 2977828.0735 | 2977828.0735 | INR Twenty Nine Lakh Seventy Seven Thousand Eight Hundred & Twenty Eight and Paise Seven Only | 6855.34 | 399 | 451.3488 | 7754.7606
17 | Controlled Cement concrete with well graded stone chips (20 mm nominal size) excluding shuttering and reinforcement with complete design of concrete as per IS : 456 and relevant special publications, submission of job mix formula after preliminary mix design after testing of concrete cubes as per direction of Engineer-in charge. Consumption of cement will not be less than 300 Kg of cement with Super plasticiser per cubic meter of controlled concrete but actual consumption will be determined on the basis of preliminary test and job mix foumula. In ground floor and foundation.[using concrete mixture] M 25 Grade PAKUR VARIETY Third Floor | BI01010001010000000000000515BI0100001128 | 13 | Cum | 7862.2246 | 102208.9199 |  | Excess(+) | 1 | Full Conversion | INR | [40 empty] | 102208.9199 | 102208.9199 | INR One Lakh Two Thousand Two Hundred & Eight and Paise Ninety Two Only | 6950.34 | 417 | 471.7104 | 7862.2246
18 | Reinforcement for reinforced concrete work in all sorts of structures including distribution bars, stirrups, binders etc initial straightening and removal of loose rust (if necessary), cutting to requisite length, hooking and bending to correct shape, placing in proper position and binding with 16 gauge black annealed wire at every intersection, complete as per drawing and direction ( Tor steel/Mild Steel, I. SAIL/ TATA/RINL Ground Floor ( 1.2% of Concrete work) | BI01010001010000000000000515BI0100001129 | 4.0647 | MT | 83418.0816 |  |  | Excess(+) | 1 | Full Conversion | INR | [40 empty] | 339071.9788 | 339071.9788 | INR Three Lakh Thirty Nine Thousand &Seventy One and Paise Ninety Eight Only | 73743 | 435 | 492.072 | 83418.0816
19 | Reinforcement for reinforced concrete work in all sorts of structures including distribution bars, stirrups, binders etc initial straightening and removal of loose rust (if necessary), cutting to requisite length, hooking and bending to correct shape, placing in proper position and binding with 16 gauge black annealed wire at every intersection, complete as per drawing and direction ( Tor steel/Mild Steel, I. SAIL/ TATA/RINL First Floor ( 1.2% of Concrete work) | BI01010001010000000000000515BI0100001130 | 1.6956 | MT | 83904.4976 |  |  | Excess(+) | 1 | Full Conversion | INR | [40 empty] | 142268.4661 | 142268.4661 | INR One Lakh Forty Two Thousand Two Hundred & Sixty Eight and Paise Forty Seven Only | 74173 | 73743 | 83418.0816 | 83904.4976
20 | Reinforcement for reinforced concrete work in all sorts of structures including distribution bars, stirrups, binders etc initial straightening and removal of loose rust (if necessary), cutting to requisite length, hooking and bending to correct shape, placing in proper position and binding with 16 gauge black annealed wire at every intersection, complete as per drawing and direction ( Tor steel/Mild Steel, I. SAIL/ TATA/RINL Second Floor ( 1.2% of Concrete work) | BI01010001010000000000000515BI0100001131 | 36.1728 | MT | 84390.9136 |  |  | Excess(+) | 1 | Full Conversion | INR | [40 empty] | 3052655.6395 | 3052655.6395 | INR Thirty Lakh Fifty Two Thousand Six Hundred & Fifty Five and Paise Sixty Four Only | 74603 | 74173 | 83904.4976 | 84390.9136
21 | Reinforcement for reinforced concrete work in all sorts of structures including distribution bars, stirrups, binders etc initial straightening and removal of loose rust (if necessary), cutting to requisite length, hooking and bending to correct shape, placing in proper position and binding with 16 gauge black annealed wire at every intersection, complete as per drawing and direction ( Tor steel/Mild Steel, I. SAIL/ TATA/RINL Third Floor ( 1.2% of Concrete work) | BI01010001010000000000000515BI0100001132 | 1.2246 | MT | 84877.3296 |  |  | Excess(+) | 1 | Full Conversion | INR | [40 empty] | 103940.7778 | 103940.7778 | INR One Lakh Three Thousand Nine Hundred & Forty and Paise Seventy Eight Only | 75033 | 74603 | 84390.9136 | 84877.3296
22 | Stripping off worn out plaster and raking out joints of walls, celings etc. upto any height and in any floor including removing rubbish within a lead of 75m as directed | BI01010001010000000000000515BI0100001133 | 16692.85 | Sqm | 21.4928 | 358776.0865 |  | Excess(+) | 1 | Full Conversion | INR | [40 empty] | 358776.0865 | 358776.0865 | INR Three Lakh Fifty Eight Thousand Seven Hundred & Seventy Six and Paise Nine Only | 19 | 75033 | 84877.3296 | 21.4928
23 | Dismantling carefully terraced floor only (including floor finish if any) or lime terracing in ground floor roof and removing rubbish as directed within a lead of 75 m. In Ground Floor including roof | BI01010001010000000000000515BI0100001134 | 282.2 | Cum | 835.9568 | 235907.009 |  | Excess(+) | 1 | Full Conversion | INR | [40 empty] | 235907.009 | 235907.009 | INR Two Lakh Thirty Five Thousand Nine Hundred & Seven and Paise One Only | 739 | 75463 | 85363.7456 | 835.9568
24 | Dismantling artificial stone flooring upto 50 mm. thick by carefully chiselling without damaging the base and removing rubbish as directed within a lead of 75 m. In ground floor including roof | BI01010001010000000000000515BI0100001135 | 408.8 | Sqm | 56.56 | 20440 |  | Excess(+) | 1 | Full Conversion | INR | [40 empty] | 23121.728 | 23121.728 | INR Twenty Three Thousand One Hundred & Twenty One and Paise Seventy Three Only | 50 | 5172 | 5850.5664 | 56.56
25 | Dismantling artificial stone flooring upto 50 mm. thick by carefully chiselling without damaging the base and removing rubbish as directed within a lead of 75 m. In first floor | BI01010001010000000000000515BI0100001136 | 329 | Sqm | 63.3472 | 18424 |  | Excess(+) | 1 | Full Conversion | INR | [40 empty] | 20841.2288 | 20841.2288 | INR Twenty Thousand Eight Hundred & Forty One and Paise Twenty Three Only | 56 | 5395 | 6102.824 | 63.3472
26 | Dismantling artificial stone flooring upto 50 mm. thick by carefully chiselling without damaging the base and removing rubbish as directed within a lead of 75 m. In second floor | BI01010001010000000000000515BI0100001137 | 981.05 | Sqm | 70.1344 | 60825.1 |  | Excess(+) | 1 | Full Conversion | INR | [40 empty] | 68805.3531 | 68805.3531 | INR Sixty Eight Thousand Eight Hundred & Five and Paise Thirty Five Only | 62 | 5506 | 6228.3872 | 70.1344
27 | Cleaning the concrete surface by removing dirt and debris, marking defective locations and removing loose concrete by careful stripping untill hard surface is exposed, cutting the concrete to regular shape, wire brushing the exposed surface and removing debris from site complete as per direction of the Engineer - in - Charge. | BI01010001010000000000000515BI0100001138 | 640 | sqm | 101.808 | 57600 |  | Excess(+) | 1 | Full Conversion | INR | [40 empty] | 65157.12 | 65157.12 | INR Sixty Five Thousand One Hundred & Fifty Seven and Paise Twelve Only | 90 | 5617 | 6353.9504 | 101.808
28 | Cleaning the exposed reinforcement preferably upto full diameter by wire brush, applying two coats of polymer based rust removing compound left for 24 hours, removing the coating and then applying two (2) coats of polymer modified anti corrosive protective coating formulated to inhibit the corrosion of reinforcement as per manufacturer's specification] [Mode of measurement:The affected surface area of reinforcement shall be considered for payment] | BI01010001010000000000000515BI0100001139 | 465.8 | sqm | 884.5984 | 364255.6 |  | Excess(+) | 1 | Full Conversion | INR | [40 empty] | 412045.9347 | 412045.9347 | INR Four Lakh Twelve Thousand &Forty Five and Paise Ninety Three Only | 782 | 5728 | 6479.5136 | 884.5984
29 | Supplying fitting and fixing I.R.C. fabric mesh with covering battens including cost of screws etc complete (excluding the cost of battens). In ground Floor 75mm x 75mm x 2.7mm x 2.7mm. | BI01010001010000000000000515BI0100001140 | 250 | Sqm | 233.0272 |  |  | Excess(+) | 1 | Full Conversion | INR | [40 empty] | 58256.8 | 58256.8 | INR Fifty Eight Thousand Two Hundred & Fifty Six and Paise Eighty Only | 206 | 5839 | 6605.0768 | 233.0272
30 | Cement concrete (1:1.5:3) with graded stone chips 5.6 mm size with hexagonal square mesh wire netting, I.R.C. fabric mesh or X.P.M. fitted and fixed after tying the existing reinforcement on concrete without distributing the same and with proper scarping and cleaning the reinforcement and disturbed concrete with wire brush etc. after applying a coat of cement including the cost of wire netting I.R.C or X. P. M. & cost of all handling and scaffolding complete as per direction of Engineer-in -charge. 37.5 mm thick In Roof Treatment | BI01010001010000000000000515BI0100001141 | 2200 | Sqm | 662.8832 |  |  | Excess(+) | 1 | Full Conversion | INR | [40 empty] | 1458343.04 | 1458343.04 | INR Fourteen Lakh Fifty Eight Thousand Three Hundred & Forty Three and Paise Four Only | 586 | 674 | 762.4288 | 662.8832
31 | Applying 2 coats of bonding agent with synthetic multi functional rubber emulsion having adhesive and water proofing properties by mixing with water in proportion (1 bonding agent : 4 water : 6 cement) as per Manufacturer's specification [Cement to be supplied by the Department] | BI01010001010000000000000515BI0100001142 | 2093.85 | Sqm | 99.5456 |  |  | Excess(+) | 1 | Full Conversion | INR | [40 empty] | 208433.5546 | 208433.5546 | INR Two Lakh Eight Thousand Four Hundred & Thirty Three and Paise Fifty Five Only | 88 | 686 | 776.0032 | 99.5456
32 | Ordinary Cement concrete (mix 1:2:4) with graded stone chips (6mm nominal size) excluding shuttering and reinforcement,if any, in ground floor as per relevant IS codes. Pakur Variety | BI01010001010000000000000515BI0100001143 | 58.2 | Cum | 6394.6736 |  |  | Excess(+) | 1 | Full Conversion | INR | [40 empty] | 372170.0035 | 372170.0035 | INR Three Lakh Seventy Two Thousand One Hundred & Seventy Only | 5653 | 698 | 789.5776 | 6394.6736
33 | Artificial stone in floor, dado, staircase etc with cement concrete (1:2:4) with stone chips, laid in panels as directed with topping made with ordinary or white cement (as necessary) and marble dust in proportion (1:2) including smooth finishing and unding off corners including raking out joints or roughening of concrete surface and pplication of cement slurry before flooring works using cement @ 1.75 kg/sq.m all complete including all materials and labour. 3 mm. thick topping (High polishing grinding on this item is not permitted with ordinary cement). Using grey cement 25 mm. thick In Ground Floor | BI01010001010000000000000515BI0100001144 | 1310 | Sqm | 298.6368 |  |  | Excess(+) | 1 | Full Conversion | INR | [40 empty] | 391214.208 | 391214.208 | INR Three Lakh Ninety One Thousand Two Hundred & Fourteen and Paise Twenty One Only | 264 | 710 | 803.152 | 298.6368
34 | Artificial stone in floor, dado, staircase etc with cement concrete (1:2:4) with stone chips, laid in panels as directed with topping made with ordinary or white cement (as necessary) and marble dust in proportion (1:2) including smooth finishing and rounding off corners including raking out joints or roughening of concrete surface and application of cement slurry before flooring works using cement @ 1.75 kg/sq.m all complete including all materials and labour. 3 mm. thick topping (High polishing grinding on this item is not permitted with ordinary cement). Using grey cement 25 mm. thick In first floor | BI01010001010000000000000515BI0100001145 | 820 | Sqm | 303.1164 |  |  | Excess(+) | 1 | Full Conversion | INR | [40 empty] | 248555.4086 | 248555.4086 | INR Two Lakh Forty Eight Thousand Five Hundred & Fifty Five and Paise Forty One Only | 267.96 | 196 | 221.7152 | 303.1164
35 | Artificial stone in floor, dado, staircase etc with cement concrete (1:2:4) with stone chips, laid in panels as directed with topping made with ordinary or white cement (as necessary) and marble dust in proportion (1:2) including smooth finishing and rounding off corners including raking out joints or roughening of concrete surface and application of cement slurry before flooring works using cement @ 1.75 kg/sq.m all complete including all materials and labour. 3 mm. thick topping (High polishing grinding on this item is not permitted with ordinary cement). Using grey cement 25 mm. thick In second floor | BI01010001010000000000000515BI0100001146 | 410 | Sqm | 307.6638 |  |  | Excess(+) | 1 | Full Conversion | INR | [40 empty] | 126142.1482 | 126142.1482 | INR One Lakh Twenty Six Thousand One Hundred & Forty Two and Paise Fifteen Only | 271.98 | 1012 | 1144.7744 | 307.6638
36 | Supplying, fitting & fixing 1st quality Ceramic tiles in walls and floors to match with the existing work & 4 nos. of key stones (10mm) fixed with araldite at the back of each tile & finishing the joints with white cement mixed with colouring oxide if required to match the colour of tiles including roughening of concrete surface, if necessary or by synthetic adhesive & grout materials etc. With Sand Cement Mortar (1:4) 20 mm thick & 2 mm thick cement slurry at back side of tiles using cement @ 2.91 Kg/Sq.m & joint filling using white cement slurry @ 0.20kg/Sq.m. (a) Area of each tile upto 0.09 Sq.m Coloured decorative Floor | BI01010001010000000000000515BI0100001147 | 125 | Sqm | 842.744 |  |  | Excess(+) | 1 | Full Conversion | INR | [40 empty] | 105343 | 105343 | INR One Lakh Five Thousand Three Hundred & Forty Three Only | 745 | 1024 | 1158.3488 | 842.744
37 | Supplying, fitting & fixing 1st quality Ceramic tiles in walls and floors to match with the existing work & 4 nos. of key stones (10mm) fixed with araldite at the back of each tile & finishing the joints with white cement mixed with colouring oxide if required to match the colour of tiles including roughening of concrete surface, if necessary or by synthetic adhesive & grout materials etc. With Sand Cement Mortar (1:4) 20 mm thick & 2 mm thick cement slurry at back side of tiles using cement @ 2.91 Kg/Sq.m & joint filling using white cement slurry @ 0.20kg/Sq.m. (a) Area of each tile upto 0.09 Sq.m Coloured decorative Floor | BI01010001010000000000000515BI0100001148 | 116.62 | Sqm | 848.4 |  |  | Excess(+) | 1 | Full Conversion | INR | [40 empty] | 98940.408 | 98940.408 | INR Ninety Eight Thousand Nine Hundred & Forty and Paise Forty One Only | 750 | 1036 | 1171.9232 | 848.4
38 | Supplying, fitting & fixing 1st quality Ceramic tiles in walls and floors to match with the existing work & 4 nos. of key stones (10mm) fixed with araldite at the back of each tile & finishing the joints with white cement mixed with colouring oxide if required to match the colour of tiles including roughening of concrete surface, if necessary or by synthetic adhesive & grout materials etc. With Sand Cement Mortar (1:4) 20 mm thick & 2 mm thick cement slurry at back side of tiles using cement @ 2.91 Kg/Sq.m & joint filling using white cement slurry @ 0.20kg/Sq.m. (a) Area of each tile upto 0.09 Sq.m Coloured decorative Floor | BI01010001010000000000000515BI0100001149 | 118 | Sqm | 854.056 |  |  | Excess(+) | 1 | Full Conversion | INR | [40 empty] | 100778.608 | 100778.608 | INR One Lakh Seven Hundred & Seventy Eight and Paise Sixty One Only | 755 | 1048 | 1185.4976 | 854.056
39 | Supplying, fitting & fixing 1st quality Ceramic tiles in walls and floors to match with the existing work & 4 nos. of key stones (10mm) fixed with araldite at the back of each tile & finishing the joints with white cement mixed with colouring oxide if required to match the colour of tiles including roughening of concrete surface, if necessary or by synthetic adhesive & grout materials etc. With Sand Cement Mortar (1:4) 20 mm thick & 2 mm thick cement slurry at back side of tiles using cement @ 2.91 Kg/Sq.m & joint filling using white cement slurry @ 0.20kg/Sq.m. (a) Area of each tile upto 0.09 Sq.m Coloured decorative Wall | BI01010001010000000000000515BI0100001150 | 160 | Sqm | 848.4 |  |  | Excess(+) | 1 | Full Conversion | INR | [40 empty] | 135744 | 135744 | INR One Lakh Thirty Five Thousand Seven Hundred & Forty Four Only | 750 | 224 | 253.3888 | 848.4
40 | Supplying, fitting & fixing 1st quality Ceramic tiles in walls and floors to match with the existing work & 4 nos. of key stones (10mm) fixed with araldite at the back of each tile & finishing the joints with white cement mixed with colouring oxide if required to match the colour of tiles including roughening of concrete surface, if necessary or by synthetic adhesive & grout materials etc. With Sand Cement Mortar (1:4) 20 mm thick & 2 mm thick cement slurry at back side of tiles using cement @ 2.91 Kg/Sq.m & joint filling using white cement slurry @ 0.20kg/Sq.m. (a) Area of each tile upto 0.09 Sq.m Coloured decorative Wall | BI01010001010000000000000515BI0100001151 | 165 | Sqm | 854.056 |  |  | Excess(+) | 1 | Full Conversion | INR | [40 empty] | 140919.24 | 140919.24 | INR One Lakh Forty Thousand Nine Hundred & Nineteen and Paise Twenty Four Only | 755 | 1150 | 1300.88 | 854.056
41 | Supplying, fitting & fixing 1st quality Ceramic tiles in walls and floors to match with the existing work & 4 nos. of key stones (10mm) fixed with araldite at the back of each tile & finishing the joints with white cement mixed with colouring oxide if required to match the colour of tiles including roughening of concrete surface, if necessary or by synthetic adhesive & grout materials etc. With Sand Cement Mortar (1:4) 20 mm thick & 2 mm thick cement slurry at back side of tiles using cement @ 2.91 Kg/Sq.m & joint filling using white cement slurry @ 0.20kg/Sq.m. (a) Area of each tile upto 0.09 Sq.m Coloured decorative Wall | BI01010001010000000000000515BI0100001152 | 168 | Sqm | 859.712 |  |  | Excess(+) | 1 | Full Conversion | INR | [40 empty] | 144431.616 | 144431.616 | INR One Lakh Forty Four Thousand Four Hundred & Thirty One and Paise Sixty Two Only | 760 | 1162 | 1314.4544 | 859.712
42 | Plaster (to wall, floor, ceiling etc.) with sand and cement mortar including rounding off or chamfering corners as directed and raking out joints including throating, nosing and drip course, scaffolding/staging where necessary. [Excluding cost of chipping over concrete surface] With 1:4 cement mortar 20 mm thick plaster On Inside walls Ground Floor | BI01010001010000000000000515BI0100001153 | 3880 | Sqm | 210.4032 |  |  | Excess(+) | 1 | Full Conversion | INR | [40 empty] | 816364.416 | 816364.416 | INR Eight Lakh Sixteen Thousand Three Hundred & Sixty Four and Paise Forty Two Only | 186 | 1174 | 1328.0288 | 210.4032
43 | Plaster (to wall, floor, ceiling etc.) with sand and cement mortar including rounding off or chamfering corners as directed and raking out joints including throating, nosing and drip course, scaffolding/staging where necessary. [Excluding cost of chipping over concrete surface] With 1:4 cement mortar 20 mm thick plaster On Inside walls First Floor | BI01010001010000000000000515BI0100001154 | 3880 | Sqm | 214.928 |  |  | Excess(+) | 1 | Full Conversion | INR | [40 empty] | 833920.64 | 833920.64 | INR Eight Lakh Thirty Three Thousand Nine Hundred & Twenty and Paise Sixty Four Only | 190 | 1186 | 1341.6032 | 214.928
44 | Plaster (to wall, floor, ceiling etc.) with sand and cement mortar including rounding off or chamfering corners as directed and raking out joints including throating, nosing and drip course, scaffolding/staging where necessary. [Excluding cost of chipping over concrete surface] With 1:4 cement mortar 20 mm thick plaster On Inside walls Second Floor | BI01010001010000000000000515BI0100001155 | 3880 | Sqm | 219.4528 |  |  | Excess(+) | 1 | Full Conversion | INR | [40 empty] | 851476.864 | 851476.864 | INR Eight Lakh Fifty One Thousand Four Hundred & Seventy Six and Paise Eighty Six Only | 194 | 698 | 789.5776 | 219.4528
45 | Plaster (to wall, floor, ceiling etc.) with sand and cement mortar including rounding off or chamfering corners as directed and raking out joints including throating, nosing and drip course, scaffolding/staging where necessary. [Excluding cost of chipping over concrete surface] With 1:4 cement mortar 20 mm thick plaster On Inside walls Third Floor | BI01010001010000000000000515BI0100001156 | 235 | Sqm | 223.9776 |  |  | Excess(+) | 1 | Full Conversion | INR | [40 empty] | 52634.736 | 52634.736 | INR Fifty Two Thousand Six Hundred & Thirty Four and Paise Seventy Four Only | 198 | 703 | 795.2336 | 223.9776
46 | Plaster (to wall, floor, ceiling etc.) with sand and cement mortar including rounding off or chamfering corners as directed and raking out joints including throating, nosing and drip course, scaffolding/staging where necessary. [Excluding cost of chipping over concrete surface] With 1:4 cement mortar 15 mm thick plaster Outside wall and chajja Ground Floor | BI01010001010000000000000515BI0100001157 | 1170 | Sqm | 182.1232 |  |  | Excess(+) | 1 | Full Conversion | INR | [40 empty] | 213084.144 | 213084.144 | INR Two Lakh Thirteen Thousand &Eighty Four and Paise Fourteen Only | 161 | 708 | 800.8896 | 182.1232
47 | Plaster (to wall, floor, ceiling etc.) with sand and cement mortar including rounding off or chamfering corners as directed and raking out joints including throating, nosing and drip course, scaffolding/staging where necessary. [Excluding cost of chipping over concrete surface] With 1:4 cement mortar 15 mm thick plaster Outside wall and chajja First Floor | BI01010001010000000000000515BI0100001158 | 1170 | Sqm | 186.648 |  |  | Excess(+) | 1 | Full Conversion | INR | [40 empty] | 218378.16 | 218378.16 | INR Two Lakh Eighteen Thousand Three Hundred & Seventy Eight and Paise Sixteen Only | 165 | 713 | 806.5456 | 186.648
48 | Plaster (to wall, floor, ceiling etc.) with sand and cement mortar including rounding off or chamfering corners as directed and raking out joints including throating, nosing and drip course, scaffolding/staging where necessary. [Excluding cost of chipping over concrete surface] With 1:4 cement mortar 15 mm thick plaster Outside wall and chajja Second Floor | BI01010001010000000000000515BI0100001159 | 1170 | Sqm | 191.1728 |  |  | Excess(+) | 1 | Full Conversion | INR | [40 empty] | 223672.176 | 223672.176 | INR Two Lakh Twenty Three Thousand Six Hundred & Seventy Two and Paise Eighteen Only | 169 | 703 | 795.2336 | 191.1728
49 | Plaster (to wall, floor, ceiling etc.) with sand and cement mortar including rounding off or chamfering corners as directed and raking out joints including throating, nosing and drip course, scaffolding/staging where necessary. [Excluding cost of chipping over concrete surface] With 1:4 cement mortar 15 mm thick plaster Outside wall and chajja Third Floor | BI01010001010000000000000515BI0100001160 | 200 | Sqm | 195.6976 |  |  | Excess(+) | 1 | Full Conversion | INR | [40 empty] | 39139.52 | 39139.52 | INR Thirty Nine Thousand One Hundred & Thirty Nine and Paise Fifty Two Only | 173 | 708 | 800.8896 | 195.6976
50 | Plaster (to wall, floor, ceiling etc.) with sand and cement mortar including rounding off or chamfering corners as directed and raking out joints including throating, nosing and drip course, scaffolding/staging where necessary. [Excluding cost of chipping over concrete surface] With 1:4 cement mortar 10 mm thick plaster On Ceiling Ground Floor | BI01010001010000000000000515BI0100001161 | 425 | Sqm | 145.9248 |  |  | Excess(+) | 1 | Full Conversion | INR | [40 empty] | 62018.04 | 62018.04 | INR Sixty Two Thousand &Eighteen and Paise Four Only | 129 | 713 | 806.5456 | 145.9248
51 | Plaster (to wall, floor, ceiling etc.) with sand and cement mortar including rounding off or chamfering corners as directed and raking out joints including throating, nosing and drip course, scaffolding/staging where necessary. [Excluding cost of chipping over concrete surface] With 1:4 cement mortar 10 mm thick plaster On Ceiling First Floor | BI01010001010000000000000515BI0100001162 | 425 | Sqm | 150.4496 |  |  | Excess(+) | 1 | Full Conversion | INR | [40 empty] | 63941.08 | 63941.08 | INR Sixty Three Thousand Nine Hundred & Forty One and Paise Eight Only | 133 | 718 | 812.2016 | 150.4496
52 | Plaster (to wall, floor, ceiling etc.) with sand and cement mortar including rounding off or chamfering corners as directed and raking out joints including throating, nosing and drip course, scaffolding/staging where necessary. [Excluding cost of chipping over concrete surface] With 1:4 cement mortar 10 mm thick plaster On Ceiling Second Floor | BI01010001010000000000000515BI0100001163 | 425 | Sqm | 154.9744 |  |  | Excess(+) | 1 | Full Conversion | INR | [40 empty] | 65864.12 | 65864.12 | INR Sixty Five Thousand Eight Hundred & Sixty Four and Paise Twelve Only | 137 | 1269 | 1435.4928 | 154.9744
53 | Plaster (to wall, floor, ceiling etc.) with sand and cement mortar including rounding off or chamfering corners as directed and raking out joints including throating, nosing and drip course, scaffolding/staging where necessary. [Excluding cost of chipping over concrete surface] With 1:4 cement mortar 10 mm thick plaster On CeilingThird Floor | BI01010001010000000000000515BI0100001164 | 60 | Sqm | 159.4992 |  |  | Excess(+) | 1 | Full Conversion | INR | [40 empty] | 9569.952 | 9569.952 | INR Nine Thousand Five Hundred & Sixty Nine and Paise Ninety Five Only | 141 | 1274 | 1441.1488 | 159.4992
54 | Labour for taking out door and window frame including shutter for repair or replacement of different parts of the frame & refixing the same including mending good all damages complete. (Concrete and brick work for mending damage will be paid separately) upto 2.5 sqm | BI01010001010000000000000515BI0100001165 | 130 | Sqm | 134.6128 |  |  | Excess(+) | 1 | Full Conversion | INR | [40 empty] | 17499.664 | 17499.664 | INR Seventeen Thousand Four Hundred & Ninety Nine and Paise Sixty Six Only | 119 | 1279 | 1446.8048 | 134.6128
55 | Wood work in door and window frame fitted and fixed in position complete including a protective coat of painting at the contact surface of the frame exluding cost of concrete, Iron Butt Hinges and M.S clamps. (The quantum should be correted upto three decimals). Sal : Local. | BI01010001010000000000000515BI0100001166 | 11.55 | Cum | 81341.1984 |  |  | Excess(+) | 1 | Full Conversion | INR | [40 empty] | 939490.8415 | 939490.8415 | INR Nine Lakh Thirty Nine Thousand Four Hundred & Ninety and Paise Eighty Four Only | 71907 | 1284 | 1452.4608 | 81341.1984
56 | Supplying, fitting and fixing M.S. clamps for door and window frame made of flat bent bar, end bifurcated with necessary screws etc. by cement concrete(1:2:4) as per direction. (Cost of concrete will be paid separately) 40mm X 6mm, 200mm Length for doors and windows | BI01010001010000000000000515BI0100001167 | 960 | Each | 28.28 |  |  | Excess(+) | 1 | Full Conversion | INR | [40 empty] | 27148.8 | 27148.8 | INR Twenty Seven Thousand One Hundred & Forty Eight and Paise Eighty Only | 25 | 2313 | 2616.4656 | 28.28
57 | Glazed shutters of doors, windows, fan light, clerestory windows etc. as per design (with ordinary glass of 7.4kg./sq.m. 3mm. Thick) fitted with putty bed and teak wood bead and nails including fitting and fixing shutter in position but excluding the cost of hinges and other fittings. cost of glass, putty, wooded beads etc.will be paid separately. All floors 25mm thick shutters. Sishu, Gamar, Champ,Badam,Bhola, Mogra, Hallak. | BI01010001010000000000000515BI0100001168 | 100 | Sqm | 2567.824 |  |  | Excess(+) | 1 | Full Conversion | INR | [40 empty] | 256782.4 | 256782.4 | INR Two Lakh Fifty Six Thousand Seven Hundred & Eighty Two and Paise Forty Only | 2270 | 10021 | 11335.7552 | 2567.824
58 | Supplying best Indian sheet glass panes set in putty and fitted and fixed with nails and putty complete. (In all floors for internal wall & upto 6 m height for external wall) 3 mm thick (weighing 7.4 kg/Sq.m) | BI01010001010000000000000515BI0100001169 | 50 | Sqm | 539.5824 |  |  | Excess(+) | 1 | Full Conversion | INR | [40 empty] | 26979.12 | 26979.12 | INR Twenty Six Thousand Nine Hundred & Seventy Nine and Paise Twelve Only | 477 | 10121.21 | 11449.1128 | 539.5824
59 | Panel shutters of door and window, as per design (each panel consisting of single plank without joint), including fitting and fixing the same in position but excluding the cost of hinge and other fittings. All floors 40mm thick shutters with 19mm thick panel of size 30 to 45 cm Sishu, Gamar, Champ,Badam,Bhola, Mogra, Hallak. | BI01010001010000000000000515BI0100001170 | 125 | Sqm | 3357.4016 |  |  | Excess(+) | 1 | Full Conversion | INR | [40 empty] | 419675.2 | 419675.2 | INR Four Lakh Nineteen Thousand Six Hundred & Seventy Five and Paise Twenty Only | 2968 | 10222.4221 | 11563.6039 | 3357.4016
60 | Iron butt hinges of approved quality fitted and fixed with steel screws, with ISI mark. 100mm. X 58mm. X 1.90mm. For door and windows | BI01010001010000000000000515BI0100001171 | 7200 | Each | 53.1664 |  |  | Excess(+) | 1 | Full Conversion | INR | [40 empty] | 382798.08 | 382798.08 | INR Three Lakh Eighty Two Thousand Seven Hundred & Ninety Eight and Paise Eight Only | 47 | 10324.6463 | 11679.2399 | 53.1664
61 | Iron socket bolt of approved quality fitted and fixed complete. 100mm long x 10mm dia bolt for door and windows | BI01010001010000000000000515BI0100001172 | 2400 | Each | 45.248 |  |  | Excess(+) | 1 | Full Conversion | INR | [40 empty] | 108595.2 | 108595.2 | INR One Lakh Eight Thousand Five Hundred & Ninety Five and Paise Twenty Only | 40 | 4351 | 4921.8512 | 45.248
62 | Iron door ring of approved quality fitted and fixed with nut and washer complete. 50mm dia. | BI01010001010000000000000515BI0100001173 | 2400 | Each | 19.2304 |  |  | Excess(+) | 1 | Full Conversion | INR | [40 empty] | 46152.96 | 46152.96 | INR Forty Six Thousand One Hundred & Fifty Two and Paise Ninety Six Only | 17 | 81936 | 92686.0032 | 19.2304
63 | M.S.or W.I. Ornamental grill of approved design joints continuously welded with M.S, W.I. Flats and bars of windows, railing etc. fitted and fixed with necessary screws and lugs. Grill weighing above 10 Kg./sq.mtr and up to 16 Kg./sq. mtr. In ground floor | BI01010001010000000000000515BI0100001174 | 53.45 | Qntl. | 11335.7552 |  |  | Excess(+) | 1 | Full Conversion | INR | [40 empty] | 605896.1154 | 605896.1154 | INR Six Lakh Five Thousand Eight Hundred & Ninety Six and Paise Twelve Only | 10021 | 82136 | 92912.2432 | 11335.7552
64 | M.S.or W.I. Ornamental grill of approved design joints continuously welded with M.S, W.I. Flats and bars of windows, railing etc. fitted and fixed with necessary screws and lugs. Grill weighing above 10 Kg./sq.mtr and up to 16 Kg./sq. mtr. In first floor | BI01010001010000000000000515BI0100001175 | 53.45 | Qntl. | 11449.1128 |  |  | Excess(+) | 1 | Full Conversion | INR | [40 empty] | 611955.0766 | 611955.0766 | INR Six Lakh Eleven Thousand Nine Hundred & Fifty Five and Paise Eight Only | 10121.21 | 82336 | 93138.4832 | 11449.1128
65 | M.S.or W.I. Ornamental grill of approved design joints continuously welded with M.S, W.I. Flats and bars of windows, railing etc. fitted and fixed with necessary screws and lugs. Grill weighing above 10 Kg./sq.mtr and up to 16 Kg./sq. mtr. In second floor | BI01010001010000000000000515BI0100001176 | 53.45 | Qntl. | 11563.6039 |  |  | Excess(+) | 1 | Full Conversion | INR | [40 empty] | 618074.6274 | 618074.6274 | INR Six Lakh Eighteen Thousand &Seventy Four and Paise Sixty Three Only | 10222.4221 | 82536 | 93364.7232 | 11563.6039
66 | Collapsible gate with 40mm x 40mm x 6mm Tee as top and bottom guide rail, 20mm x 10mm x 2mm vertical channels 100mm apart in fully stretched position 20mm x 5mm M.S. flats as collapsible bracings properly rivetted and washered including 38mm steel rollers including locking arrangements, fitted and fixed in position with lugs set in cement concrete and including cutting necessary holes, chasing etc. in walls, floors etc. and making good damages complete. In ground floor | BI01010001010000000000000515BI0100001177 | 42 | Sqm | 4921.8512 |  |  | Excess(+) | 1 | Full Conversion | INR | [40 empty] | 206717.7504 | 206717.7504 | INR Two Lakh Six Thousand Seven Hundred & Seventeen and Paise Seventy Five Only | 4351 | 2659 | 3007.8608 | 4921.8512
67 | Priming one coat on steel or other metal surface with synthetic oil bound primer of approved quality including smoothening surfaces by sand papering etc | BI01010001010000000000000515BI0100001178 | 5450 | Sqm | 32.8048 |  |  | Excess(+) | 1 | Full Conversion | INR | [40 empty] | 178786.16 | 178786.16 | INR One Lakh Seventy Eight Thousand Seven Hundred & Eighty Six and Paise Sixteen Only | 29 | 2673 | 3023.6976 | 32.8048
68 | Priming one coat on timber or plastered surface with synthetic oil bound primer of approved quality including smoothening surfaces by sand papering etc. | BI01010001010000000000000515BI0100001179 | 2730 | Sqm | 42.9856 |  |  | Excess(+) | 1 | Full Conversion | INR | [40 empty] | 117350.688 | 117350.688 | INR One Lakh Seventeen Thousand Three Hundred & Fifty and Paise Sixty Nine Only | 38 | 2687 | 3039.5344 | 42.9856
69 | Painting with best quality synthetic enamel paint of approved make and brand including smoothening surface by sand papering etc. including using of approved putty etc. on the surface, if necessary : On timber or plastered surface. With super gloss (hi-gloss) - Two coats (with any shade except white) | BI01010001010000000000000515BI0100001180 | 5450 | Sqm | 91.6272 |  |  | Excess(+) | 1 | Full Conversion | INR | [40 empty] | 499368.24 | 499368.24 | INR Four Lakh Ninety Nine Thousand Three Hundred & Sixty Eight and Paise Twenty Four Only | 81 | 2701 | 3055.3712 | 91.6272
70 | Painting with best quality synthetic enamel paint of approved make and brand including smoothening surface by sand papering etc. including using of approved putty etc. on the surface, if necessary : On steel or other metal surface. With super gloss (hi-gloss) - Two coats (with any shade except white) | BI01010001010000000000000515BI0100001181 | 2730 | Sqm | 89.3648 |  |  | Excess(+) | 1 | Full Conversion | INR | [40 empty] | 243965.904 | 243965.904 | INR Two Lakh Forty Three Thousand Nine Hundred & Sixty Five and Paise Ninety Only | 79 | 2763 | 3125.5056 | 89.3648
71 | Uprooting and removing plants from the surface of walls parapet etc and making good damages. Small plant of girth of exposed stem upto 75 mm. lift upto 6 mtr. | BI01010001010000000000000515BI0100001182 | 290 | Each | 56.56 |  |  | Excess(+) | 1 | Full Conversion | INR | [40 empty] | 16402.4 | 16402.4 | INR Sixteen Thousand Four Hundred & Two and Paise Forty Only | 50 | 2777 | 3141.3424 | 56.56
72 | Medium size plant of girth of exposed stem above 75 mm. but not exceeding 150 mm. lift upto 6 mtr. | BI01010001010000000000000515BI0100001183 | 75 | Each | 67.872 |  |  | Excess(+) | 1 | Full Conversion | INR | [40 empty] | 5090.4 | 5090.4 | INR Five Thousand &Ninety and Paise Forty Only | 60 | 2791 | 3157.1792 | 67.872
73 | Large plant of girth of exposed stem above 150 mm. but not exceeding 225 mm. lift upto 6 mtr. | BI01010001010000000000000515BI0100001184 | 90 | Each | 211.5344 |  |  | Excess(+) | 1 | Full Conversion | INR | [40 empty] | 19038.096 | 19038.096 | INR Nineteen Thousand &Thirty Eight and Paise Ten Only | 187 | 2805 | 3173.016 | 211.5344
74 | Removing scum from the bottom floor of service latrine washing the floor thoroughly and treating the same with liberal sprinkling of bleaching powder (including cost of bleaching power) | BI01010001010000000000000515BI0100001185 | 330 | Sqm | 36.1984 |  |  | Excess(+) | 1 | Full Conversion | INR | [40 empty] | 11945.472 | 11945.472 | INR Eleven Thousand Nine Hundred & Forty Five and Paise Forty Seven Only | 32 | 497 | 562.2064 | 36.1984
75 | Scraping of moss, blisters etc.thoroughly from exterior surface of walls necessitating the use of scraper, wire brush etc.(Payment against this item will be made only when this has been done on the specific direction of the Engineer-in-charge) | BI01010001010000000000000515BI0100001186 | 2945 | Sqm | 7.9184 |  |  | Excess(+) | 1 | Full Conversion | INR | [40 empty] | 23319.688 | 23319.688 | INR Twenty Three Thousand Three Hundred & Nineteen and Paise Sixty Nine Only | 7 | 497 | 562.2064 | 7.9184
76 | Removing old scales, blisters etc. of interior surface of walls,ceiling by scraping etc. and preparing smooth and even surface with rendering or cement mortar (1:2) (as necessary), to make the surface suitable for receiving distemper. (Payment against this item will be made only when this has been done on the specific direction of the Engineer-in-charge). | BI01010001010000000000000515BI0100001187 | 7760 | Sqm | 11.4817 |  |  | Excess(+) | 1 | Full Conversion | INR | [40 empty] | 89097.8368 | 89097.8368 | INR Eighty Nine Thousand &Ninety Seven and Paise Eighty Four Only | 10.15 | 497 | 562.2064 | 11.4817
77 | Providing waterproofing treatment over concrete roof surface (old or new) by the application of two coats of slurry prepared with latex of approved brand, water and cement in the proportion of (LP.W. Cement -1:4:6) by volume, with .........Mason,Bhistri, Majdoor should be trained from expert and recognised technical Personal/Institution having affiliated ISO-9001)(a)By Bricks (cement 25.66 kg/ Sq.m) | BI01010001010000000000000515BI0100001188 | 750 | Sqm | 885.7296 |  |  | Excess(+) | 1 | Full Conversion | INR | [40 empty] | 664297.2 | 664297.2 | INR Six Lakh Sixty Four Thousand Two Hundred & Ninety Seven and Paise Twenty Only | 783 | 497 | 562.2064 | 885.7296
78 | White washing including cleaning and smoothening surface thoroughly Three Coats All floors | BI01010001010000000000000515BI0100001189 | 23620 | Sqm | 22.6353 |  |  | Excess(+) | 1 | Full Conversion | INR | [40 empty] | 534646.0694 | 534646.0694 | INR Five Lakh Thirty Four Thousand Six Hundred & Forty Six and Paise Seven Only | 20.01 | 103 | 116.5136 | 22.6353
79 | Applying Exterior grade Acrylic primer of approved quality and brand on plastered or cencrete surface old or new surface to receive decorative textured (matt finish) or smooth finish acrylic exterior emulsion paint including scraping and preparing the surface throughly, complete as per manufacturer's specification and as per direction of the EIC. Two Coat In Ground Floor | BI01010001010000000000000515BI0100001190 | 1925 | Sqm | 51.0171 |  |  | Excess(+) | 1 | Full Conversion | INR | [40 empty] | 98207.956 | 98207.956 | INR Ninety Eight Thousand Two Hundred & Seven and Paise Ninety Six Only | 45.1 | 29 | 32.8048 | 51.0171
80 | Applying Exterior grade Acrylic primer of approved quality and brand on plastered or cencrete surface old or new surface to receive decorative textured (matt finish) or smooth finish acrylic exterior emulsion paint including scraping and preparing the surface throughly, complete as per manufacturer's specification and as per direction of the EIC. Two Coat In first floor | BI01010001010000000000000515BI0100001191 | 1925 | Sqm | 51.8203 |  |  | Excess(+) | 1 | Full Conversion | INR | [40 empty] | 99754.0236 | 99754.0236 | INR Ninety Nine Thousand Seven Hundred & Fifty Four and Paise Two Only | 45.81 | 43 | 48.6416 | 51.8203
81 | Applying Exterior grade Acrylic primer of approved quality and brand on plastered or cencrete surface old or new surface to receive decorative textured (matt finish) or smooth finish acrylic exterior emulsion paint including scraping and preparing the surface throughly, complete as per manufacturer's specification and as per direction of the EIC. Two Coat In second floor | BI01010001010000000000000515BI0100001192 | 1925 | Sqm | 52.6234 |  |  | Excess(+) | 1 | Full Conversion | INR | [40 empty] | 101300.0912 | 101300.0912 | INR One Lakh One Thousand Three Hundred and Paise Nine Only | 46.52 | 166 | 187.7792 | 52.6234
82 | Applying Exterior grade Acrylic primer of approved quality and brand on plastered or cencrete surface old or new surface to receive decorative textured (matt finish) or smooth finish acrylic exterior emulsion paint including scraping and preparing the surface throughly, complete as per manufacturer's specification and as per direction of the EIC. Two Coat In third floor | BI01010001010000000000000515BI0100001193 | 935 | Sqm | 53.4266 |  |  | Excess(+) | 1 | Full Conversion | INR | [40 empty] | 49953.8486 | 49953.8486 | INR Forty Nine Thousand Nine Hundred & Fifty Three and Paise Eighty Five Only | 47.23 | 117 | 132.3504 | 53.4266
83 | Protective and Decorative Acrylic exterior emulsion paint of approved quality, as per manufacturer's specification and as per direction of Engineer-in-Charge to be applied over acrylic primer as required. The rate includes cost of material, labour, scaffolding and all incidental charges but excluding the cost of primer. Premium 100% Acrylic Emulsion,two coats In ground floor | BI01010001010000000000000515BI0100001194 | 1925 | Sqm | 95.0208 |  |  | Excess(+) | 1 | Full Conversion | INR | [40 empty] | 182915.04 | 182915.04 | INR One Lakh Eighty Two Thousand Nine Hundred & Fifteen and Paise Four Only | 84 | 54 | 61.0848 | 95.0208
84 | Protective and Decorative Acrylic exterior emulsion paint of approved quality, as per manufacturer's specification and as per direction of Engineer-in-Charge to be applied over acrylic primer as required. The rate includes cost of material, labour, scaffolding and all incidental charges but excluding the cost of primer. Premium 100% Acrylic Emulsion,two coats In first floor | BI01010001010000000000000515BI0100001195 | 1925 | Sqm | 95.824 |  |  | Excess(+) | 1 | Full Conversion | INR | [40 empty] | 184461.1076 | 184461.1076 | INR One Lakh Eighty Four Thousand Four Hundred & Sixty One and Paise Eleven Only | 84.71 | 78 | 88.2336 | 95.824
85 | Protective and Decorative Acrylic exterior emulsion paint of approved quality, as per manufacturer's specification and as per direction of Engineer-in-Charge to be applied over acrylic primer as required. The rate includes cost of material, labour, scaffolding and all incidental charges but excluding the cost of primer. Premium 100% Acrylic Emulsion,two coats In second floor | BI01010001010000000000000515BI0100001196 | 1925 | Sqm | 96.6271 |  |  | Excess(+) | 1 | Full Conversion | INR | [40 empty] | 186007.1752 | 186007.1752 | INR One Lakh Eighty Six Thousand &Seven and Paise Eighteen Only | 85.42 | 126 | 142.5312 | 96.6271
86 | Protective and Decorative Acrylic exterior emulsion paint of approved quality, as per manufacturer's specification and as per direction of Engineer-in-Charge to be applied over acrylic primer as required. The rate includes cost of material, labour, scaffolding and all incidental charges but excluding the cost of primer. Premium 100% Acrylic Emulsion,two coats In third floor | BI01010001010000000000000515BI0100001197 | 935 | Sqm | 97.4303 |  |  | Excess(+) | 1 | Full Conversion | INR | [40 empty] | 91097.2894 | 91097.2894 | INR Ninety One Thousand &Ninety Seven and Paise Twenty Nine Only | 86.13 | 130 | 147.056 | 97.4303
87 | Supplying fitting and fixing in position approved P.V.C. door frame (Matt finish) made of extruded P.V.C. multichamber hollow section having dimensions 60mm x 50mm x 2mm (+/-0.2mm), horizontal section will be joined with vertical section by galvanised steel screws after inserting two number steel brackets as reinforcement making suitable space for placing hinges, one steel tube 40mm x 20mm x 1.20 mm will be inserted on one full vertical side of the frame (hinge side) as reinforcement, the frame will then be fixed in the opening with the help of P.V.C. expandable fastner/wooden gutties and galvanised steel screws including cost of all materials and labour, hire charges of tools and appliances, carriage of all materials, taxes and all other incidental charges complete. | BI01010001010000000000000515BI0100001198 | 740 | Rmt. | 315.6048 |  |  | Excess(+) | 1 | Full Conversion | INR | [40 empty] | 233547.552 | 233547.552 | INR Two Lakh Thirty Three Thousand Five Hundred & Forty Seven and Paise Fifty Five Only | 279 | 134 | 151.5808 | 315.6048
88 | Supplying, Fitting & Fixing 30 mm thick Factory made solid Panel PVC Door Shutter consisting of outer frame made out of M.S. tubes of 19 gauge thickness and size 19 mmx19 mm for styles, top and bottom rails, M.S. frame shall have cost of steel primers of approved make and manufacture, M.S. frame covered with 5 mm th. heat moulded PVC “C” channel of size 30 mm th, 70 mm width out of which 50 mm shall be flat and 20 mm shall be tapered in 45 degree angle on either sides forming styles; and 5 mm th. 95 mm wide PVC sheet out of which 75 mm shall be flat and 20 mm tapered in 45 degree on the inner side to form top & bottom rail and 115 mm wide PVC sheet out of which 75mm shall be flat and 20 mm shall be tapered on both sides to form lock rail. Top, bottom and lock rails shall be provided either side of the panel with 10 mm (5 mmx2) th.,20 mm wide cross PVC sheet as gap insert for top rail and bottom rail. Paneling of 5 mm th. both side PVC sheet to be fitted in the M.S. frame welded/sealed to the styles &rails with 7 mm (5 mm+2 mm) th.x15 mm wide PVC sheet beading on inner side and joined together with solvent cement adhesive. An additional 5 mm th. PVC strip of 20 mm which is to be stuck on the interior side of the “C” channel using PVC solvent adhesive etc. complete excluding all necessary hardwares as per direction of Engineer-in-Charge. | BI01010001010000000000000515BI0100001199 | 240 | Sqm | 2197.9216 |  |  | Excess(+) | 1 | Full Conversion | INR | [40 empty] | 527501.184 | 527501.184 | INR Five Lakh Twenty Seven Thousand Five Hundred & One and Paise Eighteen Only | 1943 | 138 | 156.1056 | 2197.9216
89 | Anodised aluminium barrel / tower / socket bolt (full covered) of approved manufactured from extruded section conforming to I.S. 204/74 fitted and fixed with cadmium plated screws: 100mm long x 10mm dia. bolt. For PVC Door Shutter | BI01010001010000000000000515BI0100001200 | 300 | Each | 59.9536 |  |  | Excess(+) | 1 | Full Conversion | INR | [40 empty] | 17986.08 | 17986.08 | INR Seventeen Thousand Nine Hundred & Eighty Six and Paise Eight Only | 53 | 142 | 160.6304 | 59.9536
90 | Anodised aliminium D-type handle of approved quality manufactured from extruded section conforming to I.S. specification (I.S. 230/72) fitted and fixed complete: With Round Base 100 mm grip and 10 mm dia rod for PVC Door Shutter | BI01010001010000000000000515BI0100001201 | 300 | Each | 62.216 |  |  | Excess(+) | 1 | Full Conversion | INR | [40 empty] | 18664.8 | 18664.8 | INR Eighteen Thousand Six Hundred & Sixty Four and Paise Eighty Only | 55 | 157 | 177.5984 | 62.216
91 | Anodised aluminium butt hinges of approved quality manufactured from extruded section conforming to I.S. specification (I.S. 205/66) and fitted and fixed with cadmium plated screws: 75 x 63 x 3.2mm. For PVC Door Shutter | BI01010001010000000000000515BI0100001202 | 450 | Each | 70.1344 |  |  | Excess(+) | 1 | Full Conversion | INR | [40 empty] | 31560.48 | 31560.48 | INR Thirty One Thousand Five Hundred & Sixty and Paise Forty Eight Only | 62 | 161 | 182.1232 | 70.1344
92 | providing and fixing double scaffolding system (cup lock type) on the exterior / interior side of building/structure upto 25m height,above ground level including additional rows of scaffolding in stepped manner as per requirement for side made with 40mm dia M.S tube place 1.5m c/c horizontal and vertical tube joint with cup lock system with M.S tubeds, challis M.S clamp stari case system in the scaffolding for working platform etc. and maintaining it an as servisable condition for execution of work of cleaning and /or pointing and / or applying chemical and removing thereafter. the scaffolding system shall be stippend with bracing runners connecting with the building etc., whereever required, if feasible, for inspection of work at required locations with essential safety features for the work men etc. complete as per directions and approval of engineer. note:(1) the elevational area of the scaffolding shall be meassured for payment purpose.(2) the payment will be made once only for execution of all items of such work. | BI01010001010000000000000515BI0100001203 | 5830 | Sqm | 181.1617 |  |  | Excess(+) | 1 | Full Conversion | INR | [40 empty] | 1056172.5944 | 1056172.5944 | INR Ten Lakh Fifty Six Thousand One Hundred & Seventy Two and Paise Fifty Nine Only | 160.15 | 165 | 186.648 | 181.1617
93 | Sanitary and Plumbing works Labour for dismantling G.I. pipe with fittings. 15 mm | BI01010001010000000000000515BI0100001204 | 700 | mtr. | 6.7872 |  |  | Excess(+) | 1 | Full Conversion | INR | [40 empty] | 4751.04 | 4751.04 | INR Four Thousand Seven Hundred & Fifty One and Paise Four Only | 6 | 169 | 191.1728 | 6.7872
94 | Labour for dismantling G.I. pipe with fittings. 20 mm | BI01010001010000000000000515BI0100001205 | 750 | mtr. | 6.7872 |  |  | Excess(+) | 1 | Full Conversion | INR | [40 empty] | 5090.4 | 5090.4 | INR Five Thousand &Ninety and Paise Forty Only | 6 | 173 | 195.6976 | 6.7872
95 | Labour for dismantling G.I. pipe with fittings. 25 mm | BI01010001010000000000000515BI0100001206 | 300 | mtr. | 6.7872 |  |  | Excess(+) | 1 | Full Conversion | INR | [40 empty] | 2036.16 | 2036.16 | INR Two Thousand &Thirty Six and Paise Sixteen Only | 6 | 161 | 182.1232 | 6.7872
96 | Labour for dismantling G.I. pipe with fittings. 32 mm | BI01010001010000000000000515BI0100001207 | 250 | mtr. | 6.7872 |  |  | Excess(+) | 1 | Full Conversion | INR | [40 empty] | 1696.8 | 1696.8 | INR One Thousand Six Hundred & Ninety Six and Paise Eighty Only | 6 | 165 | 186.648 | 6.7872
97 | Labour for dismantling G.I. pipe with fittings. 80 mm | BI01010001010000000000000515BI0100001208 | 500 | mtr | 12.4432 |  |  | Excess(+) | 1 | Full Conversion | INR | [40 empty] | 6221.6 | 6221.6 | INR Six Thousand Two Hundred & Twenty One and Paise Sixty Only | 11 | 169 | 191.1728 | 12.4432
98 | Labour for dismantling G.I. pipe with fittings. 100 mm | BI01010001010000000000000515BI0100001209 | 500 | mtr. | 12.4432 |  |  | Excess(+) | 1 | Full Conversion | INR | [40 empty] | 6221.6 | 6221.6 | INR Six Thousand Two Hundred & Twenty One and Paise Sixty Only | 11 | 173 | 195.6976 | 12.4432
99 | Labour for fitting and fixing high density poly-ethylene pipes or P.V.C. pipes for above ground work including cost of jointing materials paints etc. fitting and fixing all necessary specials, cutting pipes, making threads, cutting holes in walls or R.C. floor where necessary and mending good all damages excluding the cost of masonry or concrete work, if necessary, but including the cost and fitting and fixing holder bat clamps(any floor) orfor underground work including cutting trenches upto 1.5 metre and refilling the same complete as per direction of the Engineer-in-charge. (Payment will be made on centre line measurement of the total pipeline including specials. ) Above Ground 15 mm dia. | BI01010001010000000000000515BI0100001210 | 700 | mtr. | 114.2512 |  |  | Excess(+) | 1 | Full Conversion | INR | [40 empty] | 79975.84 | 79975.84 | INR Seventy Nine Thousand Nine Hundred & Seventy Five and Paise Eighty Four Only | 101 | 177 | 200.2224 | 114.2512
100 | Labour for fitting and fixing high density poly-ethylene pipes or P.V.C. pipes for above ground work including cost of jointing materials paints etc. fitting and fixing all necessary specials, cutting pipes, making threads, cutting holes in walls or R.C. floor where necessary and mending good all damages excluding the cost of masonry or concrete work, if necessary, but including the cost and fitting and fixing holder bat clamps(any floor) orfor underground work including cutting trenches upto 1.5 metre and refilling the same complete as per direction of the Engineer-in-charge. (Payment will be made on centre line measurement of the total pipeline including specials. ) Above Ground 20mm dia. | BI01010001010000000000000515BI0100001211 | 750 | mtr. | 145.9248 |  |  | Excess(+) | 1 | Full Conversion | INR | [40 empty] | 109443.6 | 109443.6 | INR One Lakh Nine Thousand Four Hundred & Forty Three and Paise Sixty Only | 129 | 34 | 38.4608 | 145.9248
101 | Labour for fitting and fixing high density poly-ethylene pipes or P.V.C. pipes for above ground work including cost of jointing materials paints etc. fitting and fixing all necessary specials, cutting pipes, making threads, cutting holes in walls or R.C. floor where necessary and mending good all damages excluding the cost of masonry or concrete work, if necessary, but including the cost and fitting and fixing holder bat clamps(any floor) orfor underground work including cutting trenches upto 1.5 metre and refilling the same complete as per direction of the Engineer-in-charge. (Payment will be made on centre line measurement of the total pipeline including specials. ) Above Ground 25 mm dia. | BI01010001010000000000000515BI0100001212 | 300 | mtr. | 200.2224 |  |  | Excess(+) | 1 | Full Conversion | INR | [40 empty] | 60066.72 | 60066.72 | INR Sixty Thousand &Sixty Six and Paise Seventy Two Only | 177 | 110 | 124.432 | 200.2224
102 | Labour for fitting and fixing high density poly-ethylene pipes or P.V.C. pipes for above ground work including cost of jointing materials paints etc. fitting and fixing all necessary specials, cutting pipes, making threads, cutting holes in walls or R.C. floor where necessary and mending good all damages excluding the cost of masonry or concrete work, if necessary, but including the cost and fitting and fixing holder bat clamps(any floor) orfor underground work including cutting trenches upto 1.5 metre and refilling the same complete as per direction of the Engineer-in-charge. (Payment will be made on centre line measurement of the total pipeline including specials. ) Above Ground 32 mm dia. | BI01010001010000000000000515BI0100001213 | 250 | mtr. | 266.9632 |  |  | Excess(+) | 1 | Full Conversion | INR | [40 empty] | 66740.8 | 66740.8 | INR Sixty Six Thousand Seven Hundred & Forty and Paise Eighty Only | 236 | 110 | 124.432 | 266.9632
103 | Labour for fitting and fixing high density poly-ethylene pipes or P.V.C. pipes for above ground work including cost of jointing materials paints etc. fitting and fixing all necessary specials, cutting pipes, making threads, cutting holes in walls or R.C. floor where necessary and mending good all damages excluding the cost of masonry or concrete work, if necessary, but including the cost and fitting and fixing holder bat clamps(any floor) orfor underground work including cutting trenches upto 1.5 metre and refilling the same complete as per direction of the Engineer-in-charge. (Payment will be made on centre line measurement of the total pipeline including specials. ) Above Ground 80 mm | BI01010001010000000000000515BI0100001214 | 500 | mtr. | 868.7616 |  |  | Excess(+) | 1 | Full Conversion | INR | [40 empty] | 434380.8 | 434380.8 | INR Four Lakh Thirty Four Thousand Three Hundred & Eighty and Paise Eighty Only | 768 | 110 | 124.432 | 868.7616
104 | Labour for fitting and fixing high density poly-ethylene pipes or P.V.C. pipes for above ground work including cost of jointing materials paints etc. fitting and fixing all necessary specials, cutting pipes, making threads, cutting holes in walls or R.C. floor where necessary and mending good all damages excluding the cost of masonry or concrete work, if necessary, but including the cost and fitting and fixing holder bat clamps(any floor) orfor underground work including cutting trenches upto 1.5 metre and refilling the same complete as per direction of the Engineer-in-charge. (Payment will be made on centre line measurement of the total pipeline including specials. ) Above Ground 100 mm | BI01010001010000000000000515BI0100001215 | 500 | mtr. | 1282.7808 |  |  | Excess(+) | 1 | Full Conversion | INR | [40 empty] | 641390.4 | 641390.4 | INR Six Lakh Forty One Thousand Three Hundred & Ninety and Paise Forty Only | 1134 | 110 | 124.432 | 1282.7808
105 | Labour for fitting and fixing high density poly-ethylene pipes or P.V.C. pipes for above ground work including cost of jointing materials paints etc. fitting and fixing all necessary specials, cutting pipes, making threads, cutting holes in walls or R.C. floor where necessary and mending good all damages excluding the cost of masonry or concrete work, if necessary, but including the cost and fitting and fixing holder bat clamps(any floor) orfor underground work including cutting trenches upto 1.5 metre and refilling the same complete as per direction of the Engineer-in-charge. (Payment will be made on centre line measurement of the total pipeline including specials. ) Above Ground 15 mm dia. | BI01010001010000000000000515BI0100001216 | 700 | mtr. | 29.4112 |  |  | Excess(+) | 1 | Full Conversion | INR | [40 empty] | 20587.84 | 20587.84 | INR Twenty Thousand Five Hundred & Eighty Seven and Paise Eighty Four Only | 26 | 110 | 124.432 | 29.4112
106 | Labour for fitting and fixing high density poly-ethylene pipes or P.V.C. pipes for above ground work including cost of jointing materials paints etc. fitting and fixing all necessary specials, cutting pipes, making threads, cutting holes in walls or R.C. floor where necessary and mending good all damages excluding the cost of masonry or concrete work, if necessary, but including the cost and fitting and fixing holder bat clamps(any floor) orfor underground work including cutting trenches upto 1.5 metre and refilling the same complete as per direction of the Engineer-in-charge. (Payment will be made on centre line measurement of the total pipeline including specials. ) Above Ground 20mm dia. | BI01010001010000000000000515BI0100001217 | 750 | mtr. | 30.5424 |  |  | Excess(+) | 1 | Full Conversion | INR | [40 empty] | 22906.8 | 22906.8 | INR Twenty Two Thousand Nine Hundred & Six and Paise Eighty Only | 27 | 44.2 | 49.999 | 30.5424
107 | Labour for fitting and fixing high density poly-ethylene pipes or P.V.C. pipes for above ground work including cost of jointing materials paints etc. fitting and fixing all necessary specials, cutting pipes, making threads, cutting holes in walls or R.C. floor where necessary and mending good all damages excluding the cost of masonry or concrete work, if necessary, but including the cost and fitting and fixing holder bat clamps(any floor) orfor underground work including cutting trenches upto 1.5 metre and refilling the same complete as per direction of the Engineer-in-charge. (Payment will be made on centre line measurement of the total pipeline including specials. ) Above Ground 25 mm dia. | BI01010001010000000000000515BI0100001218 | 300 | mtr. | 31.6736 |  |  | Excess(+) | 1 | Full Conversion | INR | [40 empty] | 9502.08 | 9502.08 | INR Nine Thousand Five Hundred & Two and Paise Eight Only | 28 | 44.2 | 49.999 | 31.6736
108 | Labour for fitting and fixing high density poly-ethylene pipes or P.V.C. pipes for above ground work including cost of jointing materials paints etc. fitting and fixing all necessary specials, cutting pipes, making threads, cutting holes in walls or R.C. floor where necessary and mending good all damages excluding the cost of masonry or concrete work, if necessary, but including the cost and fitting and fixing holder bat clamps(any floor) orfor underground work including cutting trenches upto 1.5 metre and refilling the same complete as per direction of the Engineer-in-charge. (Payment will be made on centre line measurement of the total pipeline including specials. ) Above Ground 32 mm dia. | BI01010001010000000000000515BI0100001219 | 250 | mtr. | 31.6736 |  |  | Excess(+) | 1 | Full Conversion | INR | [40 empty] | 7918.4 | 7918.4 | INR Seven Thousand Nine Hundred & Eighteen and Paise Forty Only | 28 | 44.2 | 49.999 | 31.6736
109 | Labour for fitting and fixing high density poly-ethylene pipes or P.V.C. pipes for above ground work including cost of jointing materials paints etc. fitting and fixing all necessary specials, cutting pipes, making threads, cutting holes in walls or R.C. floor where necessary and mending good all damages excluding the cost of masonry or concrete work, if necessary, but including the cost and fitting and fixing holder bat clamps(any floor) orfor underground work including cutting trenches upto 1.5 metre and refilling the same complete as per direction of the Engineer-in-charge. (Payment will be made on centre line measurement of the total pipeline including specials. ) Above Ground 80 mm | BI01010001010000000000000515BI0100001220 | 500 | mtr | 63.3472 |  |  | Excess(+) | 1 | Full Conversion | INR | [40 empty] | 31673.6 | 31673.6 | INR Thirty One Thousand Six Hundred & Seventy Three and Paise Sixty Only | 56 | 44.2 | 49.999 | 63.3472
110 | Labour for fitting and fixing high density poly-ethylene pipes or P.V.C. pipes for above ground work including cost of jointing materials paints etc. fitting and fixing all necessary specials, cutting pipes, making threads, cutting holes in walls or R.C. floor where necessary and mending good all damages excluding the cost of masonry or concrete work, if necessary, but including the cost and fitting and fixing holder bat clamps(any floor) orfor underground work including cutting trenches upto 1.5 metre and refilling the same complete as per direction of the Engineer-in-charge. (Payment will be made on centre line measurement of the total pipeline including specials. ) Above Ground 100 mm | BI01010001010000000000000515BI0100001221 | 500 | mtr. | 65.6096 |  |  | Excess(+) | 1 | Full Conversion | INR | [40 empty] | 32804.8 | 32804.8 | INR Thirty Two Thousand Eight Hundred & Four and Paise Eighty Only | 58 | 44.2 | 49.999 | 65.6096
111 | Supplying, fitting and fixing white vitreous china best quality approved make wash basin with C.I. brackets on 75 mm X 75 mm wooden blocks, C.P. waste fittings of 32 mm dia., one approved quality brass C.P. pillar cock of 15 mm dia., C.P. chain with rubber plug of 30 mm dia., approved quality P.V.C. waste pipe with C.P. nut 32 mm dia., 900 mm long approved quality P.V.C. connection pipe with heavy brass C.P. nut including mending good all damages and painting the brackets with two coats of approved paint. 550 mm X 400 mm size | BI01010001010000000000000515BI0100001222 | 50 | Each | 2497.6896 |  |  | Excess(+) | 1 | Full Conversion | INR | [40 empty] | 124884.48 | 124884.48 | INR One Lakh Twenty Four Thousand Eight Hundred & Eighty Four and Paise Forty Eight Only | 2208 | 45.1 | 51.0171 | 2497.6896
112 | Supplying, fitting and fixing Anglo-Indian W.C. in white glazed vitreous china ware of approved make complete in position with necessary bolts, nuts etc. With 'P' trap (with vent) | BI01010001010000000000000515BI0100001223 | 40 | Each | 3511.2448 |  |  | Excess(+) | 1 | Full Conversion | INR | [40 empty] | 140449.792 | 140449.792 | INR One Lakh Forty Thousand Four Hundred & Forty Nine and Paise Seventy Nine Only | 3104 | 45.81 | 51.8203 | 3511.2448
113 | Supplying,fitting and fixing 32 mm dia. Flush Pipe of approved make with necessary fixing materials and clamps complete. Polythene Flush Pipe | BI01010001010000000000000515BI0100001224 | 60 | Each | 175.336 |  |  | Excess(+) | 1 | Full Conversion | INR | [40 empty] | 10520.16 | 10520.16 | INR Ten Thousand Five Hundred & Twenty and Paise Sixteen Only | 155 | 46.52 | 52.6234 | 175.336
114 | Supplying,fitting and fixing approved brand P.V.C. CONNECTOR white flexible, with both ends coupling with heavy brass C.P. nut, 15 mm dia. 900 mm long | BI01010001010000000000000515BI0100001225 | 50 | Each | 166.2864 |  |  | Excess(+) | 1 | Full Conversion | INR | [40 empty] | 8314.32 | 8314.32 | INR Eight Thousand Three Hundred & Fourteen and Paise Thirty Two Only | 147 | 47.23 | 53.4266 | 166.2864
115 | Supplying,fitting and fixing approved brand 32 mm dia.P.V.C. waste pipe, with PVC coupling at one end fitted with necessary clamps. 1050mm long | BI01010001010000000000000515BI0100001226 | 50 | Each | 102.9392 |  |  | Excess(+) | 1 | Full Conversion | INR | [40 empty] | 5146.96 | 5146.96 | INR Five Thousand One Hundred & Forty Six and Paise Ninety Six Only | 91 | 47.94 | 54.2297 | 102.9392
116 | Supplying, fitting and fixing 10 litre P.V.C. low-down cistern conforming to I.S. specification with P.V.C. fittings complete,C.I. brackets including two coats of painting to bracket etc. | BI01010001010000000000000515BI0100001227 | 40 | Each | 1148.168 |  |  | Excess(+) | 1 | Full Conversion | INR | [40 empty] | 45926.72 | 45926.72 | INR Forty Five Thousand Nine Hundred & Twenty Six and Paise Seventy Two Only | 1015 | 62 | 70.1344 | 1148.168
117 | Supplying, fitting and fixing bib cock or stop cock. Chromium plated Bib Cock short body (Equivalent to Code No. 511 & Model - Tropical / Sumthing Special of ESSCO or similar brand). | BI01010001010000000000000515BI0100001228 | 60 | Each | 609.7168 |  |  | Excess(+) | 1 | Full Conversion | INR | [40 empty] | 36583.008 | 36583.008 | INR Thirty Six Thousand Five Hundred & Eighty Three and Paise One Only | 539 | 62 | 70.1344 | 609.7168
118 | Supplying, fitting and fixing bib cock or stop cock. PTMT (Polytetra Bib Cock / Stop Cock ( Prayag or equivalent) 15 mm | BI01010001010000000000000515BI0100001229 | 60 | Each | 174.2048 |  |  | Excess(+) | 1 | Full Conversion | INR | [40 empty] | 10452.288 | 10452.288 | INR Ten Thousand Four Hundred & Fifty Two and Paise Twenty Nine Only | 154 | 62 | 70.1344 | 174.2048
119 | Supplying, fitting and fixing soap holder. PTMT (Prayag or equivalent) | BI01010001010000000000000515BI0100001230 | 60 | Each | 152.712 |  |  | Excess(+) | 1 | Full Conversion | INR | [40 empty] | 9162.72 | 9162.72 | INR Nine Thousand One Hundred & Sixty Two and Paise Seventy Two Only | 135 | 62 | 70.1344 | 152.712
120 | Supplying, fitting and fixing PTMT Smart Shelf of approved make of size 300 mm. | BI01010001010000000000000515BI0100001231 | 60 | Each | 252.2576 |  |  | Excess(+) | 1 | Full Conversion | INR | [40 empty] | 15135.456 | 15135.456 | INR Fifteen Thousand One Hundred & Thirty Five and Paise Forty Six Only | 223 | 62 | 70.1344 | 252.2576
121 | Supplying, fitting and fixing towel rail with two brackets. C.P. over brass 25 mm dia. and 600 mm long | BI01010001010000000000000515BI0100001232 | 60 | Each | 486.416 |  |  | Excess(+) | 1 | Full Conversion | INR | [40 empty] | 29184.96 | 29184.96 | INR Twenty Nine Thousand One Hundred & Eighty Four and Paise Ninety Six Only | 430 | 67 | 75.7904 | 486.416
122 | Supplying, fitting and fixing best quality Indian make mirror 5.5 mm thick with silvering as per I.S.I. specifications supported on fibre glass frame of any colour, frame size 550 mm X 400 mm | BI01010001010000000000000515BI0100001233 | 20 | Each | 693.4256 |  |  | Excess(+) | 1 | Full Conversion | INR | [40 empty] | 13868.512 | 13868.512 | INR Thirteen Thousand Eight Hundred & Sixty Eight and Paise Fifty One Only | 613 | 67.71 | 76.5936 | 693.4256
123 | Supplying, fitting and fixing stainless steel sink complete with waste fittings and two coats of painting of C.I. brackets. Sink only 530 mm X 430 mm x 180 mm | BI01010001010000000000000515BI0100001234 | 20 | Each | 3715.992 |  |  | Excess(+) | 1 | Full Conversion | INR | [40 empty] | 74319.84 | 74319.84 | INR Seventy Four Thousand Three Hundred & Nineteen and Paise Eighty Four Only | 3285 | 68.42 | 77.3967 | 3715.992
124 | Supplying, fitting and fixing Peet's valve fullway gunmetal standard pattern best quality of approved brand bearing I.S.I. marking with fittings (tested to 21 kg per sq. cm.). 65 mm dia | BI01010001010000000000000515BI0100001235 | 40 | Each | 4467.1088 |  |  | Excess(+) | 1 | Full Conversion | INR | [40 empty] | 178684.352 | 178684.352 | INR One Lakh Seventy Eight Thousand Six Hundred & Eighty Four and Paise Thirty Five Only | 3949 | 69.13 | 78.1999 | 4467.1088
125 | Supplying, fitting and fixing gunmetal wheel valve of approved brand and make tested to 21 kg per sq. cm. (for water lines only). 65 mm dia | BI01010001010000000000000515BI0100001236 | 20 | Each | 4444.4848 |  |  | Excess(+) | 1 | Full Conversion | INR | [40 empty] | 88889.696 | 88889.696 | INR Eighty Eight Thousand Eight Hundred & Eighty Nine and Paise Seventy Only | 3929 | 69.84 | 79.003 | 4444.4848
126 | Chromium plated round shower with revolving joint 100 mm dia with rubid cleaning system (Equivalent to Code No. 542(N) & Model - Tropical / Sumthing Special of ESSCO or similar brand). | BI01010001010000000000000515BI0100001237 | 30 | Each | 511.3024 |  |  | Excess(+) | 1 | Full Conversion | INR | [40 empty] | 15339.072 | 15339.072 | INR Fifteen Thousand Three Hundred & Thirty Nine and Paise Seven Only | 452 | 29 | 32.8048 | 511.3024
127 | Supplying P.V.C. water storage tank of approved quality with closed top with lid (Black) - Multilayer 2000 Litre capacity | BI01010001010000000000000515BI0100001238 | 20 | Each | 11802.9408 |  |  | Excess(+) | 1 | Full Conversion | INR | [40 empty] | 236058.816 | 236058.816 | INR Two Lakh Thirty Six Thousand &Fifty Eight and Paise Eighty Two Only | 10434 | 29 | 32.8048 | 11802.9408
128 | Labour for hoisting plastic water storage tank. Above 1500 litre upto 5000 litre capacity On the roof of mumty(top of third floor) | BI01010001010000000000000515BI0100001239 | 20 | Each | 418.544 |  |  | Excess(+) | 1 | Full Conversion | INR | [40 empty] | 8370.88 | 8370.88 | INR Eight Thousand Three Hundred & Seventy and Paise Eighty Eight Only | 370 | 29 | 32.8048 | 418.544
129 | Labour for punching hole in plastic water storage tank upto 50 mm dia. | BI01010001010000000000000515BI0100001240 | 20 | Each | 21.4928 |  |  | Excess(+) | 1 | Full Conversion | INR | [40 empty] | 429.856 | 429.856 | INR Four Hundred & Twenty Nine and Paise Eighty Six Only | 19 | 29 | 32.8048 | 21.4928
130 | Construction of septic tank of different capacities as per approved drawing with 1st class brick work in cement mortar (1:4) including two 560 mm dia. R.C.C. manhole cover(heavy type)of approved make supplied, fitted and fixed in the 100mm thick R.C.C (1:1.5:3) top slab with necessary fittings, 20mm thick cement plaster (4 : 1) with neat cement finish to the internal surfaces and 15 mm thick cement plaster (4 : 1) to outside wall upto 200 mm below G.L floor finished with 25 mm thick grey artificial stone over 100 mm thick R.C.C(1:1.5:3) bottom slab including supplying, fitting and fixing all necessry specials, fittings, S.W. tees, C.I. foot rest etc. including excavation earth in all sorts of soil, shoring, bailing out and pumping out water as necessary, ramming, dressing the bed and fefilling the sides of the tanks with earth, removing spoils, filling up the chamber with clear water, removing foreign materials from the chamber and including constructing attached inspection pit as per approved drawing and connecting all necessary pipes, joints etc. with internal plaster work and artificial stone flooring is to be done with admixture of water proofing compound @ 0.5% by weight of cement with all costs of labour and materials. Note:- (i) Finished level of Septic Tank should be 400 mm. from Ground Level. (ii) Height of 50 mm. Ventilation pipe &Mosquito proof mesh, should be follwed as per IS:2470,Part- I.Payment will be made separetly on the basis of actual height based on relevant I.S.Code. For 50 users With Bazree (N.B Varity) (SAIL/TATA/RINL) | BI01010001010000000000000515BI0100001241 | 5 | Each | 97320.5296 |  |  | Excess(+) | 1 | Full Conversion | INR | [40 empty] | 486602.648 | 486602.648 | INR Four Lakh Eighty Six Thousand Six Hundred & Two and Paise Sixty Five Only | 86033 | 29 | 32.8048 | 97320.5296
131 | Construction of circular soak well 2.5 metre deep in all types of sandy soils with dry brick work upto 1.6 metre from the bottom having 150 mm intermediate cement brick work (1:4) band all round and cement brick work (1:4) upto 0.90 metre from top with 20mm thick cement plastering (1:4) to inside face upto the depth of cement brick work, 15mm thick cement plaster (1:4) on outer face from top of the well upto G.L. and 6 mm thick cement plaster (1:4) on top of the R.C.C. cover slab including filling bottom 1.00 metre of inside of the well with brick metal (50 mm to 63 mm size) including R.C.C. cover slab of 100 mm thick with cement conc (1:1.5:3) with stone chips with necessary reinforcement and shuttering including one 560 mm dia. R.C.C. manhole cover (heavy type)of approved make supplied, fitted and fixed in the cover slab with necessary fittings, making nacessary arrangements for pipe connections, excavation of well including shoring, dewatering and removing the exess earth from the premises as per direction complete in all respect with all costs of labour and materials. With 250 mm thick dry brick work and 250 mm thick cement brick work (1:6) and 1.00m inside dia. (Other than SAIL/TATA/RINL) | BI01010001010000000000000515BI0100001242 | 5 | Each | 17782.464 |  |  | Excess(+) | 1 | Full Conversion | INR | [40 empty] | 88912.32 | 88912.32 | INR Eighty Eight Thousand Nine Hundred & Twelve and Paise Thirty Two Only | 15720 | 72 | 81.4464 | 17782.464
132 | Removing sludge from septic tank, soak well etc. by methor labour including disposal of the same outside the compound as directed. Upto 50 users:- Within a lead of 150 metre | BI01010001010000000000000515BI0100001243 | 5 | Each | 2606.2848 |  |  | Excess(+) | 1 | Full Conversion | INR | [40 empty] | 13031.424 | 13031.424 | INR Thirteen Thousand &Thirty One and Paise Forty Two Only | 2304 | 72 | 81.4464 | 2606.2848
133 | Cleaning silt of inspection pit. | BI01010001010000000000000515BI0100001244 | 5 | Each | 174.2048 |  |  | Excess(+) | 1 | Full Conversion | INR | [40 empty] | 871.024 | 871.024 | INR Eight Hundred & Seventy One and Paise Two Only | 154 | 72 | 81.4464 | 174.2048
134 | Dismantling & Refixing pit cover | BI01010001010000000000000515BI0100001245 | 5 | Each | 39.592 |  |  | Excess(+) | 1 | Full Conversion | INR | [40 empty] | 197.96 | 197.96 | INR One Hundred & Ninety Seven and Paise Ninety Six Only | 35 | 72 | 81.4464 | 39.592
135 | Electrical (Schedule) Works Supply & fixing 415 volt 63ATPN switch in S.S. enclosure with HRC fuses onLS & NL to be fixed on angle frame on wall including earthing attachment.(LT/Seimens) | BI01010001010000000000000515BI0100001246 | 5 | SET | 4674.1184 |  |  | Excess(+) | 1 | Full Conversion | INR | [40 empty] | 23370.592 | 23370.592 | INR Twenty Three Thousand Three Hundred & Seventy and Paise Fifty Nine Only | 4132 | 72 | 81.4464 | 4674.1184
136 | Supply & fixing 4 way double door horizontal TPN MCB DB with SS enclosure (Legrand/Seimens/ABB) concealed in wall after cutting the wall & mending good the damages to original finish with earthing attachment comprising with the following. (Barrack) a) 63 A Four Pole isolator -1 No. b)16 to 32 A range SP MCB.-12 Nos. | BI01010001010000000000000515BI0100001247 | 5 | SET | 6760.0512 |  |  | Excess(+) | 1 | Full Conversion | INR | [40 empty] | 33800.256 | 33800.256 | INR Thirty Three Thousand Eight Hundred and Paise Twenty Six Only | 5976 | 38 | 42.9856 | 6760.0512
137 | Supply & Fixing (2+6) way SPN MCBDB (Legrand cat no- 607711) with IP-42/43 protection Concealed in wall & mending good the damages to original finish incl. Interconnection with suitable copper wire & nuetral link incl. earthing attachment comprising with the following ( Legrand/ ABB): a) 40A DP MCB isolator & necy. connection --- 1 no b) 6 to 16A SP MCB as required breaking capacity 10KA & C characteristic ---- 6 nos | BI01010001010000000000000515BI0100001248 | 30 | SET | 3355.1392 |  |  | Excess(+) | 1 | Full Conversion | INR | [40 empty] | 100654.176 | 100654.176 | INR One Lakh Six Hundred & Fifty Four and Paise Eighteen Only | 2966 | 38 | 42.9856 | 3355.1392
138 | Laying of XLPE/A cable in underground trench 460 mm wide x 760 mm average depth, with brick protection on the top of the cable with 8 (eight) Nos. bricks per metre, including filling the space between the brick & cable and also the trench with shifted soil, leveling up and restoring surface duly rammed a) 4 x 16 sqmm | BI01010001010000000000000515BI0100001249 | 350 | mtr | 183.2544 |  |  | Excess(+) | 1 | Full Conversion | INR | [40 empty] | 64139.04 | 64139.04 | INR Sixty Four Thousand One Hundred & Thirty Nine and Paise Four Only | 162 | 38 | 42.9856 | 183.2544
139 | Supply & laying medium gauge 40 mm dia G.I. Pipe (ISI -m) for cable protection. | BI01010001010000000000000515BI0100001250 | 90 | mtr | 278.2752 |  |  | Excess(+) | 1 | Full Conversion | INR | [40 empty] | 25044.768 | 25044.768 | INR Twenty Five Thousand &Forty Four and Paise Seventy Seven Only | 246 | 38 | 42.9856 | 278.2752
140 | supply & fixing (40mmx40mmx6mm) GI pole clamp with nuts, bolts, & washer for holding vertical 40mm dia GI cable protection pipe from service pole. | BI01010001010000000000000515BI0100001251 | 10 | set | 169.68 |  |  | Excess(+) | 1 | Full Conversion | INR | [40 empty] | 1696.8 | 1696.8 | INR One Thousand Six Hundred & Ninety Six and Paise Eighty Only | 150 | 75 | 84.84 | 169.68
141 | Supply & Fixing compression type cable gland for cable with brass gland, brass ring incl. socketing the ends off by crimping method including S/F solders socket (Dowels value) & jointing materials a) 4 x 16 sqmm | BI01010001010000000000000515BI0100001252 | 12 | set | 149.3184 |  |  | Excess(+) | 1 | Full Conversion | INR | [40 empty] | 1791.8208 | 1791.8208 | INR One Thousand Seven Hundred & Ninety One and Paise Eighty Two Only | 132 | 75 | 84.84 | 149.3184
142 | "Supply & drawing of 1.1 Kv grade single core stranded 'FR' Pvc insulated & unsheathed copper wire (brand appr by EIC) of the following sizes through alkathene pipe recessed in wall. 2 x 6+ 1 x 2.5 sq mm through 19mm Alka.Pipe (SPNDB)" | BI01010001010000000000000515BI0100001253 | 400 | mtr | 228.5024 |  |  | Excess(+) | 1 | Full Conversion | INR | [40 empty] | 91400.96 | 91400.96 | INR Ninety One Thousand Four Hundred and Paise Ninety Six Only | 202 | 75 | 84.84 | 228.5024
143 | "Supply & drawing of 1.1 Kv grade single core stranded 'FR' Pvc insulated & unsheathed copper wire (brand appr by EIC) of the following sizes through alkathene pipe recessed in wall. 2 x 2.5 + 1 x 1.5 sq mm through 19mm Alka.pipe (Multi plug/PP)" | BI01010001010000000000000515BI0100001254 | 1000 | mtr | 144.7936 |  |  | Excess(+) | 1 | Full Conversion | INR | [40 empty] | 144793.6 | 144793.6 | INR One Lakh Forty Four Thousand Seven Hundred & Ninety Three and Paise Sixty Only | 128 | 75 | 84.84 | 144.7936
144 | COMPOUND LIGHTING Fixing only outdoor light type LED light fitting complete with all accessories to be ixed/projected from the wall of the building incl. making holes to building, S&F 40 mm dia GI pipe (ISI-Medium) 1.50 mts. average length, with GI socket at one end and thread at the other end & suitable bend to house the fitting & making necy. connections with S&F necy. length of 1.5 sqmm PVC insulated single core stranded annealed copper wire and making connections as required and mending good damages to wall and painting | BI01010001010000000000000515BI0100001255 | 30 | set | 816.7264 |  |  | Excess(+) | 1 | Full Conversion | INR | [40 empty] | 24501.792 | 24501.792 | INR Twenty Four Thousand Five Hundred & One and Paise Seventy Nine Only | 722 | 2199 | 2487.5088 | 816.7264
145 | Supplying & Fixing GI waterproof type looping cable box size 200x150x100 mm deep having 4 mm thick comprising of one 250V 15 A kit-kat fuse unit, one NL on porcelain insulator, one compression type brass cable gland for upto 2- core 16 sqmm PVC/A cable and having lined with rubber gasketted GI top cover with brass machine screws etc., earthing terminal with lug, on steel tubular pole near base, including S&F 40x6 mm thick, MS clamps with bolts, nuts etc. including painting with anticorrosive paint | BI01010001010000000000000515BI0100001256 | 30 | set | 518.0896 |  |  | Excess(+) | 1 | Full Conversion | INR | [40 empty] | 15542.688 | 15542.688 | INR Fifteen Thousand Five Hundred & Forty Two and Paise Sixty Nine Only | 458 | 2225.388 | 2517.3589 | 518.0896
146 | Distribution wiring in 1.1 KV grade 3X1.5 Sqmm. Single core standard "FR" PVC insulated copper wire (Gloster/Finolex/Havells/Polycab/ KEI/ Mescab) in 19 mm bore , 3 mm thick Polythene Pipe complete with all accessories embeded in wall to light/fan point with piano .key type switch (Anchor) on M.S. switch board with bakelite top cover recessed in wall [only Pvc rigid conduit on ceiling and remaining portion concealed] .( average run 8 mtr) | BI01010001010000000000000515BI0100001257 | 1025 | pts | 1122.1504 |  |  | Excess(+) | 1 | Full Conversion | INR | [40 empty] | 1150204.16 | 1150204.16 | INR Eleven Lakh Fifty Thousand Two Hundred & Four and Paise Sixteen Only | 992 | 2252.0927 | 2547.5672 | 1122.1504
147 | "Distribution wiring in 1.1 KV grade 3X1.5 Sqmm. Single core standed ""FR"" PVC insulated copper wire (Gloster/Finolex/Havells/Polycab/ KEI/ Mescab) in 19 mm bore , 3 mm thick Polythene Pipe complete with all accessories embeded in wall to 240V 6A 5 pin plug point including S/F 240 V 6A 3 pin flush type plug socket & piano key type switch (Anchor) including S/F earth continuty wire fixed on sheet metal (16 SWG) switch board with bakelite top cover (3 mm thick) flushed in wall including mending good damages do original finish .a) on board" | BI01010001010000000000000515BI0100001258 | 120 | pts | 75.7904 |  |  | Excess(+) | 1 | Full Conversion | INR | [40 empty] | 9094.848 | 9094.848 | INR Nine Thousand &Ninety Four and Paise Eighty Five Only | 67 | 2279.1178 | 2578.138 | 75.7904
148 | " Supplying & Fixing control switch for stair case/ Compound light fitting by piano type 20A switch (Anchor) incl. S/F (100x100x65 mm) MS box,with backelite top cover recessed in wall & S/F 20A switch " | BI01010001010000000000000515BI0100001259 | 35 | SET | 227.3712 |  |  | Excess(+) | 1 | Full Conversion | INR | [40 empty] | 7957.992 | 7957.992 | INR Seven Thousand Nine Hundred & Fifty Seven and Paise Ninety Nine Only | 201 | 218 | 246.6016 | 227.3712
149 | Supply & fixing 2x6A plug + 1x6A switch fixed in a common M.S. box with bakelite top cover & indicator lamp to be recessed in wall. | BI01010001010000000000000515BI0100001260 | 360 | SET | 371.0336 |  |  | Excess(+) | 1 | Full Conversion | INR | [40 empty] | 133572.096 | 133572.096 | INR One Lakh Thirty Three Thousand Five Hundred & Seventy Two and Paise Ten Only | 328 | 195 | 220.584 | 371.0336
150 | Supply & fixing 240V 20A piano key type switch & 6/16A 6 pin socket (Anchor) on sheet metal box (150 X 100 X65 mm) with bakelite top cover embeded in wall including earthing attachment (P/P) | BI01010001010000000000000515BI0100001261 | 30 | set | 324.6544 |  |  | Excess(+) | 1 | Full Conversion | INR | [40 empty] | 9739.632 | 9739.632 | INR Nine Thousand Seven Hundred & Thirty Nine and Paise Sixty Three Only | 287 | 311 | 351.8032 | 324.6544
151 | Supply & Fixing Fan down rod with necessary hols as per direction incl. Painting . | BI01010001010000000000000515BI0100001262 | 147 | mtr | 49.7728 |  |  | Excess(+) | 1 | Full Conversion | INR | [40 empty] | 7316.6016 | 7316.6016 | INR Seven Thousand Three Hundred & Sixteen and Paise Sixty Only | 44 | 270 | 305.424 | 49.7728
152 | Supplying & Fixing MS fan clam of two pice type for RC celling as per approved specification , fabricated from 40mm 9mm ms fklat including making and good damages to building roof with satisfactory finishing and painting | BI01010001010000000000000515BI0100001263 | 240 | each | 273.7504 |  |  | Excess(+) | 1 | Full Conversion | INR | [40 empty] | 65700.096 | 65700.096 | INR Sixty Five Thousand Seven Hundred and Paise Ten Only | 242 | 117 | 132.3504 | 273.7504
153 | Fixing only the tube light fitting complete with all accessaries directly on wall/ celling with HW block and ceinling plate nipple etc.as reqd. | BI01010001010000000000000515BI0100001264 | 390 | set | 113.12 |  |  | Excess(+) | 1 | Full Conversion | INR | [40 empty] | 44116.8 | 44116.8 | INR Forty Four Thousand One Hundred & Sixteen and Paise Eighty Only | 100 | 119 | 134.6128 | 113.12
154 | Supply & Fixing Socket type fan regulator (Step type) (Anchor) on existing sheet metal switch board with bakelite/perspex top cover by screw after making housing for regulator knob by cutting bakelite/ perspex top cover incl. making necy. connections etc. | BI01010001010000000000000515BI0100001265 | 240 | each | 437.7744 |  |  | Excess(+) | 1 | Full Conversion | INR | [40 empty] | 105065.856 | 105065.856 | INR One Lakh Five Thousand &Sixty Five and Paise Eighty Six Only | 387 | 148 | 167.4176 | 437.7744
155 | Fixing only exhaust fan after making hole in wall and making good damages and smooth cement finish etc. as practicable as possible and providing necy. length of PVC insulated wire and making connection for exhaust & louvre shutter after cutting hole on wall & mending good the damages of following diameter: 30 cm (12") | BI01010001010000000000000515BI0100001266 | 60 | each | 496.5968 |  |  | Excess(+) | 1 | Full Conversion | INR | [40 empty] | 29795.808 | 29795.808 | INR Twenty Nine Thousand Seven Hundred & Ninety Five and Paise Eighty One Only | 439 | 183 | 207.0096 | 496.5968
156 | Earthing the the Installation by 50 mm dia G.I. Pipe (ISI -M) 3.64 mtr long & 1x4 SWG G.I.(Hot dip) wire (4 mtr long) with suitable nuts, bolts & washer etc. Incl S/F 15 mm dia GI protection pipe (1 mtr long) to be filled with bitumen partly under ground level & partly under ground level driven to an depth of 3.65 mtr below the G.L | BI01010001010000000000000515BI0100001267 | 10 | set | 1548.6128 |  |  | Excess(+) | 1 | Full Conversion | INR | [40 empty] | 15486.128 | 15486.128 | INR Fifteen Thousand Four Hundred & Eighty Six and Paise Thirteen Only | 1369 | 658 | 744.3296 | 1548.6128
157 | Supply & fixing earth busbar of galvanized (hot dip) MS flat 25x6 mm on wall having clearance of 6mm from wall incl. Providing drilled holes on busbar complete with GI bolts, nuts, washers, spacing insulators etc. as required. | BI01010001010000000000000515BI0100001268 | 5 | set | 176.4672 |  |  | Excess(+) | 1 | Full Conversion | INR | [40 empty] | 882.336 | 882.336 | INR Eight Hundred & Eighty Two and Paise Thirty Four Only | 156 | 263 | 297.5056 | 176.4672
158 | connecting the equipments to the earth busbar incl. S&f GI(hot dip) wire of size no. 8 SWG on wall/floor with stapples buried inside wall/floor as required and making connection to equipments with bolts, washers, nuts, cable lugs etc. as required and mending good damages. | BI01010001010000000000000515BI0100001269 | 100 | mtr | 10.1808 |  |  | Excess(+) | 1 | Full Conversion | INR | [40 empty] | 1018.08 | 1018.08 | INR One Thousand &Eighteen and Paise Eight Only | 9 | 14 | 15.8368 | 10.1808
159 | Electrical Non Schedule Works Supply & delivery of 1.1 KV grade X LPE AL. Armoured Cable (make Gloster/Nicco/Havells) a) 4X 16sqmm. XLPE /A Cable. | BI01010001010000000000000515BI0100001270 | 350 | mtr | 229.27 |  |  | Excess(+) | 1 | Full Conversion | INR | [40 empty] | 80244.5 | 80244.5 | INR Eighty Thousand Two Hundred & Forty Four and Paise Fifty Only |  | 15 | 16.968 | 227 | 229.27
160 | Supply & delivery of 1.1 KV grade X LPE AL. Armoured Cable (make Gloster/Nicco/Havells) b) 2 X 6sqmm. XLPE /A Cable. | BI01010001010000000000000515BI0100001271 | 450 | mtr | 89.0113 |  |  | Excess(+) | 1 | Full Conversion | INR | [40 empty] | 40055.085 | 40055.085 | INR Forty Thousand &Fifty Five and Paise Eight Only |  | 696 | 787.3152 | 88.13 | 89.0113
161 | Supply & Fixing 4' 20w Single LED Box type tube light fitting (Make Crompton, cat no - IGP 132 L-8-16) complete with 20W Polycarbonate LED Tube (Cat no -LT8-20-865-2) | BI01010001010000000000000515BI0100001272 | 425 | set | 831.23 |  |  | Excess(+) | 1 | Full Conversion | INR | [40 empty] | 353272.75 | 353272.75 | INR Three Lakh Fifty Three Thousand Two Hundred & Seventy Two and Paise Seventy Five Only |  |  |  | 823 | 831.23
162 | Supply & fixing of 1200mm sweep Ceiling Fan (Orient) complete with all acessaries Incl S/F necy copper flex wire. | BI01010001010000000000000515BI0100001273 | 240 | set | 2240.18 |  |  | Excess(+) | 1 | Full Conversion | INR | [40 empty] | 537643.2 | 537643.2 | INR Five Lakh Thirty Seven Thousand Six Hundred & Forty Three and Paise Twenty Only |  |  |  | 2218 | 2240.18
163 | Supply & fixing only of the following Exhaust Fan (Orient/Cromton) with louvre shutter after cutting wall & mening good the damages. 300 mm (12") sweep exhaust fan | BI01010001010000000000000515BI0100001274 | 60 | set | 3484.5 |  |  | Excess(+) | 1 | Full Conversion | INR | [40 empty] | 209070 | 209070 | INR Two Lakh Nine Thousand &Seventy Only |  |  |  | 3450 | 3484.5
164 | Supply & fixing LED 1w night Lamp (Philips) | BI01010001010000000000000515BI0100001275 | 120 | set | 55.55 |  |  | Excess(+) | 1 | Full Conversion | INR | [40 empty] | 6666 | 6666 | INR Six Thousand Six Hundred & Sixty Six Only |  |  |  | 55 | 55.55
165 | Supply & fixing LED LAMP(CROMPTON- LCTL-9-CDL) | BI01010001010000000000000515BI0100001276 | 150 | set | 766.59 |  |  | Excess(+) | 1 | Full Conversion | INR | [40 empty] | 114988.5 | 114988.5 | INR One Lakh Fourteen Thousand Nine Hundred & Eighty Eight and Paise Fifty Only |  |  |  | 759 | 766.59
166 | COMPOUND LIGHTING Supply & delivery of 90W LED (crompton Cat. No. LSTN-90-CDL-A) | BI01010001010000000000000515BI0100001277 | 30 | set | 11870.328 |  |  | Excess(+) | 1 | Full Conversion | INR | [40 empty] | 356109.84 | 356109.84 | INR Three Lakh Fifty Six Thousand One Hundred & Nine and Paise Eighty Four Only |  |  |  | 11752.8 | 11870.328
Total in Figures | [51 empty] | 34142325.5304 | 34142325.5304 | INR Three Crore Forty One Lakh Forty Two Thousand Three Hundred & Twenty Five and Paise Fifty Three Only
Quoted Rate in Figures |  |  |  | Select | [47 empty] | 0 | 0 | INR Zero Only
Quoted Rate in Words |  | INR Zero Only
Note on K14: gepadmin: 1. If you choose "Full Conversion" then Column BA (AMOUNT) and Column BB (TAXES) BOTH values will be convert based on selected Currency in (Column L). 2. If you choose "Partial Conversion" then Column BA (AMOUNT) only will be converted based on selected currency (Column L) and Column BB (TAXES) value (INR) will be added to the converted values.
Note on K17: gepadmin: 1. If you choose "Full Conversion" then Column BA (AMOUNT) and Column BB (TAXES) BOTH values will be convert based on selected Currency in (Column L). 2. If you choose "Partial Conversion" then Column BA (AMOUNT) only will be converted based on selected currency (Column L) and Column BB (TAXES) value (INR) will be added to the converted values.
Note on K18: gepadmin: 1. If you choose "Full Conversion" then Column BA (AMOUNT) and Column BB (TAXES) BOTH values will be convert based on selected Currency in (Column L). 2. If you choose "Partial Conversion" then Column BA (AMOUNT) only will be converted based on selected currency (Column L) and Column BB (TAXES) value (INR) will be added to the converted values.
Note on K13: gepadmin: 1. If you choose "Full Conversion" then Column BA (AMOUNT) and Column BB (TAXES) BOTH values will be convert based on selected Currency in (Column L). 2. If you choose "Partial Conversion" then Column BA (AMOUNT) only will be converted based on selected currency (Column L) and Column BB (TAXES) value (INR) will be added to the converted values.
Note on K16: gepadmin: 1. If you choose "Full Conversion" then Column BA (AMOUNT) and Column BB (TAXES) BOTH values will be convert based on selected Currency in (Column L). 2. If you choose "Partial Conversion" then Column BA (AMOUNT) only will be converted based on selected currency (Column L) and Column BB (TAXES) value (INR) will be added to the converted values.
Note on K33: gepadmin: 1. If you choose "Full Conversion" then Column BA (AMOUNT) and Column BB (TAXES) BOTH values will be convert based on selected Currency in (Column L). 2. If you choose "Partial Conversion" then Column BA (AMOUNT) only will be converted based on selected currency (Column L) and Column BB (TAXES) value (INR) will be added to the converted values.
Note on K61: gepadmin: 1. If you choose "Full Conversion" then Column BA (AMOUNT) and Column BB (TAXES) BOTH values will be convert based on selected Currency in (Column L). 2. If you choose "Partial Conversion" then Column BA (AMOUNT) only will be converted based on selected currency (Column L) and Column BB (TAXES) value (INR) will be added to the converted values.
Note on K62: gepadmin: 1. If you choose "Full Conversion" then Column BA (AMOUNT) and Column BB (TAXES) BOTH values will be convert based on selected Currency in (Column L). 2. If you choose "Partial Conversion" then Column BA (AMOUNT) only will be converted based on selected currency (Column L) and Column BB (TAXES) value (INR) will be added to the converted values.
Note on K83: gepadmin: 1. If you choose "Full Conversion" then Column BA (AMOUNT) and Column BB (TAXES) BOTH values will be convert based on selected Currency in (Column L). 2. If you choose "Partial Conversion" then Column BA (AMOUNT) only will be converted based on selected currency (Column L) and Column BB (TAXES) value (INR) will be added to the converted values.
Note on K54: gepadmin: 1. If you choose "Full Conversion" then Column BA (AMOUNT) and Column BB (TAXES) BOTH values will be convert based on selected Currency in (Column L). 2. If you choose "Partial Conversion" then Column BA (AMOUNT) only will be converted based on selected currency (Column L) and Column BB (TAXES) value (INR) will be added to the converted values.
Note on K95: gepadmin: 1. If you choose "Full Conversion" then Column BA (AMOUNT) and Column BB (TAXES) BOTH values will be convert based on selected Currency in (Column L). 2. If you choose "Partial Conversion" then Column BA (AMOUNT) only will be converted based on selected currency (Column L) and Column BB (TAXES) value (INR) will be added to the converted values.
Note on K25: gepadmin: 1. If you choose "Full Conversion" then Column BA (AMOUNT) and Column BB (TAXES) BOTH values will be convert based on selected Currency in (Column L). 2. If you choose "Partial Conversion" then Column BA (AMOUNT) only will be converted based on selected currency (Column L) and Column BB (TAXES) value (INR) will be added to the converted values.
Note on K35: gepadmin: 1. If you choose "Full Conversion" then Column BA (AMOUNT) and Column BB (TAXES) BOTH values will be convert based on selected Currency in (Column L). 2. If you choose "Partial Conversion" then Column BA (AMOUNT) only will be converted based on selected currency (Column L) and Column BB (TAXES) value (INR) will be added to the converted values.
Note on K37: gepadmin: 1. If you choose "Full Conversion" then Column BA (AMOUNT) and Column BB (TAXES) BOTH values will be convert based on selected Currency in (Column L). 2. If you choose "Partial Conversion" then Column BA (AMOUNT) only will be converted based on selected currency (Column L) and Column BB (TAXES) value (INR) will be added to the converted values.
Note on K40: gepadmin: 1. If you choose "Full Conversion" then Column BA (AMOUNT) and Column BB (TAXES) BOTH values will be convert based on selected Currency in (Column L). 2. If you choose "Partial Conversion" then Column BA (AMOUNT) only will be converted based on selected currency (Column L) and Column BB (TAXES) value (INR) will be added to the converted values.
Note on K42: gepadmin: 1. If you choose "Full Conversion" then Column BA (AMOUNT) and Column BB (TAXES) BOTH values will be convert based on selected Currency in (Column L). 2. If you choose "Partial Conversion" then Column BA (AMOUNT) only will be converted based on selected currency (Column L) and Column BB (TAXES) value (INR) will be added to the converted values.
Note on K44: gepadmin: 1. If you choose "Full Conversion" then Column BA (AMOUNT) and Column BB (TAXES) BOTH values will be convert based on selected Currency in (Column L). 2. If you choose "Partial Conversion" then Column BA (AMOUNT) only will be converted based on selected currency (Column L) and Column BB (TAXES) value (INR) will be added to the converted values.
Note on K46: gepadmin: 1. If you choose "Full Conversion" then Column BA (AMOUNT) and Column BB (TAXES) BOTH values will be convert based on selected Currency in (Column L). 2. If you choose "Partial Conversion" then Column BA (AMOUNT) only will be converted based on selected currency (Column L) and Column BB (TAXES) value (INR) will be added to the converted values.
Note on K48: gepadmin: 1. If you choose "Full Conversion" then Column BA (AMOUNT) and Column BB (TAXES) BOTH values will be convert based on selected Currency in (Column L). 2. If you choose "Partial Conversion" then Column BA (AMOUNT) only will be converted based on selected currency (Column L) and Column BB (TAXES) value (INR) will be added to the converted values.
Note on K101: gepadmin: 1. If you choose "Full Conversion" then Column BA (AMOUNT) and Column BB (TAXES) BOTH values will be convert based on selected Currency in (Column L). 2. If you choose "Partial Conversion" then Column BA (AMOUNT) only will be converted based on selected currency (Column L) and Column BB (TAXES) value (INR) will be added to the converted values.
Note on K115: gepadmin: 1. If you choose "Full Conversion" then Column BA (AMOUNT) and Column BB (TAXES) BOTH values will be convert based on selected Currency in (Column L). 2. If you choose "Partial Conversion" then Column BA (AMOUNT) only will be converted based on selected currency (Column L) and Column BB (TAXES) value (INR) will be added to the converted values.
Note on K21: gepadmin: 1. If you choose "Full Conversion" then Column BA (AMOUNT) and Column BB (TAXES) BOTH values will be convert based on selected Currency in (Column L). 2. If you choose "Partial Conversion" then Column BA (AMOUNT) only will be converted based on selected currency (Column L) and Column BB (TAXES) value (INR) will be added to the converted values.
Note on K129: gepadmin: 1. If you choose "Full Conversion" then Column BA (AMOUNT) and Column BB (TAXES) BOTH values will be convert based on selected Currency in (Column L). 2. If you choose "Partial Conversion" then Column BA (AMOUNT) only will be converted based on selected currency (Column L) and Column BB (TAXES) value (INR) will be added to the converted values.
Note on K157: gepadmin: 1. If you choose "Full Conversion" then Column BA (AMOUNT) and Column BB (TAXES) BOTH values will be convert based on selected Currency in (Column L). 2. If you choose "Partial Conversion" then Column BA (AMOUNT) only will be converted based on selected currency (Column L) and Column BB (TAXES) value (INR) will be added to the converted values.
Note on K142: gepadmin: 1. If you choose "Full Conversion" then Column BA (AMOUNT) and Column BB (TAXES) BOTH values will be convert based on selected Currency in (Column L). 2. If you choose "Partial Conversion" then Column BA (AMOUNT) only will be converted based on selected currency (Column L) and Column BB (TAXES) value (INR) will be added to the converted values.
Note on K24: gepadmin: 1. If you choose "Full Conversion" then Column BA (AMOUNT) and Column BB (TAXES) BOTH values will be convert based on selected Currency in (Column L). 2. If you choose "Partial Conversion" then Column BA (AMOUNT) only will be converted based on selected currency (Column L) and Column BB (TAXES) value (INR) will be added to the converted values.
Note on K20: gepadmin: 1. If you choose "Full Conversion" then Column BA (AMOUNT) and Column BB (TAXES) BOTH values will be convert based on selected Currency in (Column L). 2. If you choose "Partial Conversion" then Column BA (AMOUNT) only will be converted based on selected currency (Column L) and Column BB (TAXES) value (INR) will be added to the converted values.
Note on K29: gepadmin: 1. If you choose "Full Conversion" then Column BA (AMOUNT) and Column BB (TAXES) BOTH values will be convert based on selected Currency in (Column L). 2. If you choose "Partial Conversion" then Column BA (AMOUNT) only will be converted based on selected currency (Column L) and Column BB (TAXES) value (INR) will be added to the converted values.
Note on K34: gepadmin: 1. If you choose "Full Conversion" then Column BA (AMOUNT) and Column BB (TAXES) BOTH values will be convert based on selected Currency in (Column L). 2. If you choose "Partial Conversion" then Column BA (AMOUNT) only will be converted based on selected currency (Column L) and Column BB (TAXES) value (INR) will be added to the converted values.
Note on K49: gepadmin: 1. If you choose "Full Conversion" then Column BA (AMOUNT) and Column BB (TAXES) BOTH values will be convert based on selected Currency in (Column L). 2. If you choose "Partial Conversion" then Column BA (AMOUNT) only will be converted based on selected currency (Column L) and Column BB (TAXES) value (INR) will be added to the converted values.
Note on K58: gepadmin: 1. If you choose "Full Conversion" then Column BA (AMOUNT) and Column BB (TAXES) BOTH values will be convert based on selected Currency in (Column L). 2. If you choose "Partial Conversion" then Column BA (AMOUNT) only will be converted based on selected currency (Column L) and Column BB (TAXES) value (INR) will be added to the converted values.
Note on K78: gepadmin: 1. If you choose "Full Conversion" then Column BA (AMOUNT) and Column BB (TAXES) BOTH values will be convert based on selected Currency in (Column L). 2. If you choose "Partial Conversion" then Column BA (AMOUNT) only will be converted based on selected currency (Column L) and Column BB (TAXES) value (INR) will be added to the converted values.
Note on K89: gepadmin: 1. If you choose "Full Conversion" then Column BA (AMOUNT) and Column BB (TAXES) BOTH values will be convert based on selected Currency in (Column L). 2. If you choose "Partial Conversion" then Column BA (AMOUNT) only will be converted based on selected currency (Column L) and Column BB (TAXES) value (INR) will be added to the converted values.
Note on K105: gepadmin: 1. If you choose "Full Conversion" then Column BA (AMOUNT) and Column BB (TAXES) BOTH values will be convert based on selected Currency in (Column L). 2. If you choose "Partial Conversion" then Column BA (AMOUNT) only will be converted based on selected currency (Column L) and Column BB (TAXES) value (INR) will be added to the converted values.
Note on K123: gepadmin: 1. If you choose "Full Conversion" then Column BA (AMOUNT) and Column BB (TAXES) BOTH values will be convert based on selected Currency in (Column L). 2. If you choose "Partial Conversion" then Column BA (AMOUNT) only will be converted based on selected currency (Column L) and Column BB (TAXES) value (INR) will be added to the converted values.
Note on K132: gepadmin: 1. If you choose "Full Conversion" then Column BA (AMOUNT) and Column BB (TAXES) BOTH values will be convert based on selected Currency in (Column L). 2. If you choose "Partial Conversion" then Column BA (AMOUNT) only will be converted based on selected currency (Column L) and Column BB (TAXES) value (INR) will be added to the converted values.
Note on K133: gepadmin: 1. If you choose "Full Conversion" then Column BA (AMOUNT) and Column BB (TAXES) BOTH values will be convert based on selected Currency in (Column L). 2. If you choose "Partial Conversion" then Column BA (AMOUNT) only will be converted based on selected currency (Column L) and Column BB (TAXES) value (INR) will be added to the converted values.
Note on K150: gepadmin: 1. If you choose "Full Conversion" then Column BA (AMOUNT) and Column BB (TAXES) BOTH values will be convert based on selected Currency in (Column L). 2. If you choose "Partial Conversion" then Column BA (AMOUNT) only will be converted based on selected currency (Column L) and Column BB (TAXES) value (INR) will be added to the converted values.
Note on K55: gepadmin: 1. If you choose "Full Conversion" then Column BA (AMOUNT) and Column BB (TAXES) BOTH values will be convert based on selected Currency in (Column L). 2. If you choose "Partial Conversion" then Column BA (AMOUNT) only will be converted based on selected currency (Column L) and Column BB (TAXES) value (INR) will be added to the converted values.
Note on K66: gepadmin: 1. If you choose "Full Conversion" then Column BA (AMOUNT) and Column BB (TAXES) BOTH values will be convert based on selected Currency in (Column L). 2. If you choose "Partial Conversion" then Column BA (AMOUNT) only will be converted based on selected currency (Column L) and Column BB (TAXES) value (INR) will be added to the converted values.
Note on K71: gepadmin: 1. If you choose "Full Conversion" then Column BA (AMOUNT) and Column BB (TAXES) BOTH values will be convert based on selected Currency in (Column L). 2. If you choose "Partial Conversion" then Column BA (AMOUNT) only will be converted based on selected currency (Column L) and Column BB (TAXES) value (INR) will be added to the converted values.
Note on K87: gepadmin: 1. If you choose "Full Conversion" then Column BA (AMOUNT) and Column BB (TAXES) BOTH values will be convert based on selected Currency in (Column L). 2. If you choose "Partial Conversion" then Column BA (AMOUNT) only will be converted based on selected currency (Column L) and Column BB (TAXES) value (INR) will be added to the converted values.
Note on K98: gepadmin: 1. If you choose "Full Conversion" then Column BA (AMOUNT) and Column BB (TAXES) BOTH values will be convert based on selected Currency in (Column L). 2. If you choose "Partial Conversion" then Column BA (AMOUNT) only will be converted based on selected currency (Column L) and Column BB (TAXES) value (INR) will be added to the converted values.
Note on K103: gepadmin: 1. If you choose "Full Conversion" then Column BA (AMOUNT) and Column BB (TAXES) BOTH values will be convert based on selected Currency in (Column L). 2. If you choose "Partial Conversion" then Column BA (AMOUNT) only will be converted based on selected currency (Column L) and Column BB (TAXES) value (INR) will be added to the converted values.
Note on K127: gepadmin: 1. If you choose "Full Conversion" then Column BA (AMOUNT) and Column BB (TAXES) BOTH values will be convert based on selected Currency in (Column L). 2. If you choose "Partial Conversion" then Column BA (AMOUNT) only will be converted based on selected currency (Column L) and Column BB (TAXES) value (INR) will be added to the converted values.
Note on K141: gepadmin: 1. If you choose "Full Conversion" then Column BA (AMOUNT) and Column BB (TAXES) BOTH values will be convert based on selected Currency in (Column L). 2. If you choose "Partial Conversion" then Column BA (AMOUNT) only will be converted based on selected currency (Column L) and Column BB (TAXES) value (INR) will be added to the converted values.
Note on K160: gepadmin: 1. If you choose "Full Conversion" then Column BA (AMOUNT) and Column BB (TAXES) BOTH values will be convert based on selected Currency in (Column L). 2. If you choose "Partial Conversion" then Column BA (AMOUNT) only will be converted based on selected currency (Column L) and Column BB (TAXES) value (INR) will be added to the converted values.
Note on K162: gepadmin: 1. If you choose "Full Conversion" then Column BA (AMOUNT) and Column BB (TAXES) BOTH values will be convert based on selected Currency in (Column L). 2. If you choose "Partial Conversion" then Column BA (AMOUNT) only will be converted based on selected currency (Column L) and Column BB (TAXES) value (INR) will be added to the converted values.
Note on K164: gepadmin: 1. If you choose "Full Conversion" then Column BA (AMOUNT) and Column BB (TAXES) BOTH values will be convert based on selected Currency in (Column L). 2. If you choose "Partial Conversion" then Column BA (AMOUNT) only will be converted based on selected currency (Column L) and Column BB (TAXES) value (INR) will be added to the converted values.
Note on K173: gepadmin: 1. If you choose "Full Conversion" then Column BA (AMOUNT) and Column BB (TAXES) BOTH values will be convert based on selected Currency in (Column L). 2. If you choose "Partial Conversion" then Column BA (AMOUNT) only will be converted based on selected currency (Column L) and Column BB (TAXES) value (INR) will be added to the converted values.
Note on K88: gepadmin: 1. If you choose "Full Conversion" then Column BA (AMOUNT) and Column BB (TAXES) BOTH values will be convert based on selected Currency in (Column L). 2. If you choose "Partial Conversion" then Column BA (AMOUNT) only will be converted based on selected currency (Column L) and Column BB (TAXES) value (INR) will be added to the converted values.
Note on K102: gepadmin: 1. If you choose "Full Conversion" then Column BA (AMOUNT) and Column BB (TAXES) BOTH values will be convert based on selected Currency in (Column L). 2. If you choose "Partial Conversion" then Column BA (AMOUNT) only will be converted based on selected currency (Column L) and Column BB (TAXES) value (INR) will be added to the converted values.
Note on K126: gepadmin: 1. If you choose "Full Conversion" then Column BA (AMOUNT) and Column BB (TAXES) BOTH values will be convert based on selected Currency in (Column L). 2. If you choose "Partial Conversion" then Column BA (AMOUNT) only will be converted based on selected currency (Column L) and Column BB (TAXES) value (INR) will be added to the converted values.
Note on K156: gepadmin: 1. If you choose "Full Conversion" then Column BA (AMOUNT) and Column BB (TAXES) BOTH values will be convert based on selected Currency in (Column L). 2. If you choose "Partial Conversion" then Column BA (AMOUNT) only will be converted based on selected currency (Column L) and Column BB (TAXES) value (INR) will be added to the converted values.
Note on K41: gepadmin: 1. If you choose "Full Conversion" then Column BA (AMOUNT) and Column BB (TAXES) BOTH values will be convert based on selected Currency in (Column L). 2. If you choose "Partial Conversion" then Column BA (AMOUNT) only will be converted based on selected currency (Column L) and Column BB (TAXES) value (INR) will be added to the converted values.
Note on K63: gepadmin: 1. If you choose "Full Conversion" then Column BA (AMOUNT) and Column BB (TAXES) BOTH values will be convert based on selected Currency in (Column L). 2. If you choose "Partial Conversion" then Column BA (AMOUNT) only will be converted based on selected currency (Column L) and Column BB (TAXES) value (INR) will be added to the converted values.
Note on K168: gepadmin: 1. If you choose "Full Conversion" then Column BA (AMOUNT) and Column BB (TAXES) BOTH values will be convert based on selected Currency in (Column L). 2. If you choose "Partial Conversion" then Column BA (AMOUNT) only will be converted based on selected currency (Column L) and Column BB (TAXES) value (INR) will be added to the converted values.
Note on K85: gepadmin: 1. If you choose "Full Conversion" then Column BA (AMOUNT) and Column BB (TAXES) BOTH values will be convert based on selected Currency in (Column L). 2. If you choose "Partial Conversion" then Column BA (AMOUNT) only will be converted based on selected currency (Column L) and Column BB (TAXES) value (INR) will be added to the converted values.
Note on K91: gepadmin: 1. If you choose "Full Conversion" then Column BA (AMOUNT) and Column BB (TAXES) BOTH values will be convert based on selected Currency in (Column L). 2. If you choose "Partial Conversion" then Column BA (AMOUNT) only will be converted based on selected currency (Column L) and Column BB (TAXES) value (INR) will be added to the converted values.
Note on K94: gepadmin: 1. If you choose "Full Conversion" then Column BA (AMOUNT) and Column BB (TAXES) BOTH values will be convert based on selected Currency in (Column L). 2. If you choose "Partial Conversion" then Column BA (AMOUNT) only will be converted based on selected currency (Column L) and Column BB (TAXES) value (INR) will be added to the converted values.
Note on K97: gepadmin: 1. If you choose "Full Conversion" then Column BA (AMOUNT) and Column BB (TAXES) BOTH values will be convert based on selected Currency in (Column L). 2. If you choose "Partial Conversion" then Column BA (AMOUNT) only will be converted based on selected currency (Column L) and Column BB (TAXES) value (INR) will be added to the converted values.
Note on K108: gepadmin: 1. If you choose "Full Conversion" then Column BA (AMOUNT) and Column BB (TAXES) BOTH values will be convert based on selected Currency in (Column L). 2. If you choose "Partial Conversion" then Column BA (AMOUNT) only will be converted based on selected currency (Column L) and Column BB (TAXES) value (INR) will be added to the converted values.
Note on K124: gepadmin: 1. If you choose "Full Conversion" then Column BA (AMOUNT) and Column BB (TAXES) BOTH values will be convert based on selected Currency in (Column L). 2. If you choose "Partial Conversion" then Column BA (AMOUNT) only will be converted based on selected currency (Column L) and Column BB (TAXES) value (INR) will be added to the converted values.
Note on K144: gepadmin: 1. If you choose "Full Conversion" then Column BA (AMOUNT) and Column BB (TAXES) BOTH values will be convert based on selected Currency in (Column L). 2. If you choose "Partial Conversion" then Column BA (AMOUNT) only will be converted based on selected currency (Column L) and Column BB (TAXES) value (INR) will be added to the converted values.
Note on K149: gepadmin: 1. If you choose "Full Conversion" then Column BA (AMOUNT) and Column BB (TAXES) BOTH values will be convert based on selected Currency in (Column L). 2. If you choose "Partial Conversion" then Column BA (AMOUNT) only will be converted based on selected currency (Column L) and Column BB (TAXES) value (INR) will be added to the converted values.
Note on K151: gepadmin: 1. If you choose "Full Conversion" then Column BA (AMOUNT) and Column BB (TAXES) BOTH values will be convert based on selected Currency in (Column L). 2. If you choose "Partial Conversion" then Column BA (AMOUNT) only will be converted based on selected currency (Column L) and Column BB (TAXES) value (INR) will be added to the converted values.
Note on K163: gepadmin: 1. If you choose "Full Conversion" then Column BA (AMOUNT) and Column BB (TAXES) BOTH values will be convert based on selected Currency in (Column L). 2. If you choose "Partial Conversion" then Column BA (AMOUNT) only will be converted based on selected currency (Column L) and Column BB (TAXES) value (INR) will be added to the converted values.
Note on K172: gepadmin: 1. If you choose "Full Conversion" then Column BA (AMOUNT) and Column BB (TAXES) BOTH values will be convert based on selected Currency in (Column L). 2. If you choose "Partial Conversion" then Column BA (AMOUNT) only will be converted based on selected currency (Column L) and Column BB (TAXES) value (INR) will be added to the converted values.
Note on K174: gepadmin: 1. If you choose "Full Conversion" then Column BA (AMOUNT) and Column BB (TAXES) BOTH values will be convert based on selected Currency in (Column L). 2. If you choose "Partial Conversion" then Column BA (AMOUNT) only will be converted based on selected currency (Column L) and Column BB (TAXES) value (INR) will be added to the converted values.
Note on K23: gepadmin: 1. If you choose "Full Conversion" then Column BA (AMOUNT) and Column BB (TAXES) BOTH values will be convert based on selected Currency in (Column L). 2. If you choose "Partial Conversion" then Column BA (AMOUNT) only will be converted based on selected currency (Column L) and Column BB (TAXES) value (INR) will be added to the converted values.
Note on K27: gepadmin: 1. If you choose "Full Conversion" then Column BA (AMOUNT) and Column BB (TAXES) BOTH values will be convert based on selected Currency in (Column L). 2. If you choose "Partial Conversion" then Column BA (AMOUNT) only will be converted based on selected currency (Column L) and Column BB (TAXES) value (INR) will be added to the converted values.
Note on K31: gepadmin: 1. If you choose "Full Conversion" then Column BA (AMOUNT) and Column BB (TAXES) BOTH values will be convert based on selected Currency in (Column L). 2. If you choose "Partial Conversion" then Column BA (AMOUNT) only will be converted based on selected currency (Column L) and Column BB (TAXES) value (INR) will be added to the converted values.
Note on K36: gepadmin: 1. If you choose "Full Conversion" then Column BA (AMOUNT) and Column BB (TAXES) BOTH values will be convert based on selected Currency in (Column L). 2. If you choose "Partial Conversion" then Column BA (AMOUNT) only will be converted based on selected currency (Column L) and Column BB (TAXES) value (INR) will be added to the converted values.
Note on K43: gepadmin: 1. If you choose "Full Conversion" then Column BA (AMOUNT) and Column BB (TAXES) BOTH values will be convert based on selected Currency in (Column L). 2. If you choose "Partial Conversion" then Column BA (AMOUNT) only will be converted based on selected currency (Column L) and Column BB (TAXES) value (INR) will be added to the converted values.
Note on K47: gepadmin: 1. If you choose "Full Conversion" then Column BA (AMOUNT) and Column BB (TAXES) BOTH values will be convert based on selected Currency in (Column L). 2. If you choose "Partial Conversion" then Column BA (AMOUNT) only will be converted based on selected currency (Column L) and Column BB (TAXES) value (INR) will be added to the converted values.
Note on K51: gepadmin: 1. If you choose "Full Conversion" then Column BA (AMOUNT) and Column BB (TAXES) BOTH values will be convert based on selected Currency in (Column L). 2. If you choose "Partial Conversion" then Column BA (AMOUNT) only will be converted based on selected currency (Column L) and Column BB (TAXES) value (INR) will be added to the converted values.
Note on K68: gepadmin: 1. If you choose "Full Conversion" then Column BA (AMOUNT) and Column BB (TAXES) BOTH values will be convert based on selected Currency in (Column L). 2. If you choose "Partial Conversion" then Column BA (AMOUNT) only will be converted based on selected currency (Column L) and Column BB (TAXES) value (INR) will be added to the converted values.
Note on K72: gepadmin: 1. If you choose "Full Conversion" then Column BA (AMOUNT) and Column BB (TAXES) BOTH values will be convert based on selected Currency in (Column L). 2. If you choose "Partial Conversion" then Column BA (AMOUNT) only will be converted based on selected currency (Column L) and Column BB (TAXES) value (INR) will be added to the converted values.
Note on K76: gepadmin: 1. If you choose "Full Conversion" then Column BA (AMOUNT) and Column BB (TAXES) BOTH values will be convert based on selected Currency in (Column L). 2. If you choose "Partial Conversion" then Column BA (AMOUNT) only will be converted based on selected currency (Column L) and Column BB (TAXES) value (INR) will be added to the converted values.
Note on K110: gepadmin: 1. If you choose "Full Conversion" then Column BA (AMOUNT) and Column BB (TAXES) BOTH values will be convert based on selected Currency in (Column L). 2. If you choose "Partial Conversion" then Column BA (AMOUNT) only will be converted based on selected currency (Column L) and Column BB (TAXES) value (INR) will be added to the converted values.
Note on K134: gepadmin: 1. If you choose "Full Conversion" then Column BA (AMOUNT) and Column BB (TAXES) BOTH values will be convert based on selected Currency in (Column L). 2. If you choose "Partial Conversion" then Column BA (AMOUNT) only will be converted based on selected currency (Column L) and Column BB (TAXES) value (INR) will be added to the converted values.
Note on K135: gepadmin: 1. If you choose "Full Conversion" then Column BA (AMOUNT) and Column BB (TAXES) BOTH values will be convert based on selected Currency in (Column L). 2. If you choose "Partial Conversion" then Column BA (AMOUNT) only will be converted based on selected currency (Column L) and Column BB (TAXES) value (INR) will be added to the converted values.
Note on K136: gepadmin: 1. If you choose "Full Conversion" then Column BA (AMOUNT) and Column BB (TAXES) BOTH values will be convert based on selected Currency in (Column L). 2. If you choose "Partial Conversion" then Column BA (AMOUNT) only will be converted based on selected currency (Column L) and Column BB (TAXES) value (INR) will be added to the converted values.
Note on K140: gepadmin: 1. If you choose "Full Conversion" then Column BA (AMOUNT) and Column BB (TAXES) BOTH values will be convert based on selected Currency in (Column L). 2. If you choose "Partial Conversion" then Column BA (AMOUNT) only will be converted based on selected currency (Column L) and Column BB (TAXES) value (INR) will be added to the converted values.
Note on K177: gepadmin: 1. If you choose "Full Conversion" then Column BA (AMOUNT) and Column BB (TAXES) BOTH values will be convert based on selected Currency in (Column L). 2. If you choose "Partial Conversion" then Column BA (AMOUNT) only will be converted based on selected currency (Column L) and Column BB (TAXES) value (INR) will be added to the converted values.
Note on K19: gepadmin: 1. If you choose "Full Conversion" then Column BA (AMOUNT) and Column BB (TAXES) BOTH values will be convert based on selected Currency in (Column L). 2. If you choose "Partial Conversion" then Column BA (AMOUNT) only will be converted based on selected currency (Column L) and Column BB (TAXES) value (INR) will be added to the converted values.
Note on K81: gepadmin: 1. If you choose "Full Conversion" then Column BA (AMOUNT) and Column BB (TAXES) BOTH values will be convert based on selected Currency in (Column L). 2. If you choose "Partial Conversion" then Column BA (AMOUNT) only will be converted based on selected currency (Column L) and Column BB (TAXES) value (INR) will be added to the converted values.
Note on K161: gepadmin: 1. If you choose "Full Conversion" then Column BA (AMOUNT) and Column BB (TAXES) BOTH values will be convert based on selected Currency in (Column L). 2. If you choose "Partial Conversion" then Column BA (AMOUNT) only will be converted based on selected currency (Column L) and Column BB (TAXES) value (INR) will be added to the converted values.
Note on K30: gepadmin: 1. If you choose "Full Conversion" then Column BA (AMOUNT) and Column BB (TAXES) BOTH values will be convert based on selected Currency in (Column L). 2. If you choose "Partial Conversion" then Column BA (AMOUNT) only will be converted based on selected currency (Column L) and Column BB (TAXES) value (INR) will be added to the converted values.
Note on K50: gepadmin: 1. If you choose "Full Conversion" then Column BA (AMOUNT) and Column BB (TAXES) BOTH values will be convert based on selected Currency in (Column L). 2. If you choose "Partial Conversion" then Column BA (AMOUNT) only will be converted based on selected currency (Column L) and Column BB (TAXES) value (INR) will be added to the converted values.
Note on K70: gepadmin: 1. If you choose "Full Conversion" then Column BA (AMOUNT) and Column BB (TAXES) BOTH values will be convert based on selected Currency in (Column L). 2. If you choose "Partial Conversion" then Column BA (AMOUNT) only will be converted based on selected currency (Column L) and Column BB (TAXES) value (INR) will be added to the converted values.
Note on K82: gepadmin: 1. If you choose "Full Conversion" then Column BA (AMOUNT) and Column BB (TAXES) BOTH values will be convert based on selected Currency in (Column L). 2. If you choose "Partial Conversion" then Column BA (AMOUNT) only will be converted based on selected currency (Column L) and Column BB (TAXES) value (INR) will be added to the converted values.
Note on K84: gepadmin: 1. If you choose "Full Conversion" then Column BA (AMOUNT) and Column BB (TAXES) BOTH values will be convert based on selected Currency in (Column L). 2. If you choose "Partial Conversion" then Column BA (AMOUNT) only will be converted based on selected currency (Column L) and Column BB (TAXES) value (INR) will be added to the converted values.
Note on K90: gepadmin: 1. If you choose "Full Conversion" then Column BA (AMOUNT) and Column BB (TAXES) BOTH values will be convert based on selected Currency in (Column L). 2. If you choose "Partial Conversion" then Column BA (AMOUNT) only will be converted based on selected currency (Column L) and Column BB (TAXES) value (INR) will be added to the converted values.
Note on K93: gepadmin: 1. If you choose "Full Conversion" then Column BA (AMOUNT) and Column BB (TAXES) BOTH values will be convert based on selected Currency in (Column L). 2. If you choose "Partial Conversion" then Column BA (AMOUNT) only will be converted based on selected currency (Column L) and Column BB (TAXES) value (INR) will be added to the converted values.
Note on K96: gepadmin: 1. If you choose "Full Conversion" then Column BA (AMOUNT) and Column BB (TAXES) BOTH values will be convert based on selected Currency in (Column L). 2. If you choose "Partial Conversion" then Column BA (AMOUNT) only will be converted based on selected currency (Column L) and Column BB (TAXES) value (INR) will be added to the converted values.
Note on K104: gepadmin: 1. If you choose "Full Conversion" then Column BA (AMOUNT) and Column BB (TAXES) BOTH values will be convert based on selected Currency in (Column L). 2. If you choose "Partial Conversion" then Column BA (AMOUNT) only will be converted based on selected currency (Column L) and Column BB (TAXES) value (INR) will be added to the converted values.
Note on K109: gepadmin: 1. If you choose "Full Conversion" then Column BA (AMOUNT) and Column BB (TAXES) BOTH values will be convert based on selected Currency in (Column L). 2. If you choose "Partial Conversion" then Column BA (AMOUNT) only will be converted based on selected currency (Column L) and Column BB (TAXES) value (INR) will be added to the converted values.
Note on K111: gepadmin: 1. If you choose "Full Conversion" then Column BA (AMOUNT) and Column BB (TAXES) BOTH values will be convert based on selected Currency in (Column L). 2. If you choose "Partial Conversion" then Column BA (AMOUNT) only will be converted based on selected currency (Column L) and Column BB (TAXES) value (INR) will be added to the converted values.
Note on K112: gepadmin: 1. If you choose "Full Conversion" then Column BA (AMOUNT) and Column BB (TAXES) BOTH values will be convert based on selected Currency in (Column L). 2. If you choose "Partial Conversion" then Column BA (AMOUNT) only will be converted based on selected currency (Column L) and Column BB (TAXES) value (INR) will be added to the converted values.
Note on K128: gepadmin: 1. If you choose "Full Conversion" then Column BA (AMOUNT) and Column BB (TAXES) BOTH values will be convert based on selected Currency in (Column L). 2. If you choose "Partial Conversion" then Column BA (AMOUNT) only will be converted based on selected currency (Column L) and Column BB (TAXES) value (INR) will be added to the converted values.
Note on K53: gepadmin: 1. If you choose "Full Conversion" then Column BA (AMOUNT) and Column BB (TAXES) BOTH values will be convert based on selected Currency in (Column L). 2. If you choose "Partial Conversion" then Column BA (AMOUNT) only will be converted based on selected currency (Column L) and Column BB (TAXES) value (INR) will be added to the converted values.
Note on K56: gepadmin: 1. If you choose "Full Conversion" then Column BA (AMOUNT) and Column BB (TAXES) BOTH values will be convert based on selected Currency in (Column L). 2. If you choose "Partial Conversion" then Column BA (AMOUNT) only will be converted based on selected currency (Column L) and Column BB (TAXES) value (INR) will be added to the converted values.
Note on K60: gepadmin: 1. If you choose "Full Conversion" then Column BA (AMOUNT) and Column BB (TAXES) BOTH values will be convert based on selected Currency in (Column L). 2. If you choose "Partial Conversion" then Column BA (AMOUNT) only will be converted based on selected currency (Column L) and Column BB (TAXES) value (INR) will be added to the converted values.
Note on K116: gepadmin: 1. If you choose "Full Conversion" then Column BA (AMOUNT) and Column BB (TAXES) BOTH values will be convert based on selected Currency in (Column L). 2. If you choose "Partial Conversion" then Column BA (AMOUNT) only will be converted based on selected currency (Column L) and Column BB (TAXES) value (INR) will be added to the converted values.
Note on K138: gepadmin: 1. If you choose "Full Conversion" then Column BA (AMOUNT) and Column BB (TAXES) BOTH values will be convert based on selected Currency in (Column L). 2. If you choose "Partial Conversion" then Column BA (AMOUNT) only will be converted based on selected currency (Column L) and Column BB (TAXES) value (INR) will be added to the converted values.
Note on K145: gepadmin: 1. If you choose "Full Conversion" then Column BA (AMOUNT) and Column BB (TAXES) BOTH values will be convert based on selected Currency in (Column L). 2. If you choose "Partial Conversion" then Column BA (AMOUNT) only will be converted based on selected currency (Column L) and Column BB (TAXES) value (INR) will be added to the converted values.
Note on K146: gepadmin: 1. If you choose "Full Conversion" then Column BA (AMOUNT) and Column BB (TAXES) BOTH values will be convert based on selected Currency in (Column L). 2. If you choose "Partial Conversion" then Column BA (AMOUNT) only will be converted based on selected currency (Column L) and Column BB (TAXES) value (INR) will be added to the converted values.
Note on K147: gepadmin: 1. If you choose "Full Conversion" then Column BA (AMOUNT) and Column BB (TAXES) BOTH values will be convert based on selected Currency in (Column L). 2. If you choose "Partial Conversion" then Column BA (AMOUNT) only will be converted based on selected currency (Column L) and Column BB (TAXES) value (INR) will be added to the converted values.
Note on K152: gepadmin: 1. If you choose "Full Conversion" then Column BA (AMOUNT) and Column BB (TAXES) BOTH values will be convert based on selected Currency in (Column L). 2. If you choose "Partial Conversion" then Column BA (AMOUNT) only will be converted based on selected currency (Column L) and Column BB (TAXES) value (INR) will be added to the converted values.
Note on K154: gepadmin: 1. If you choose "Full Conversion" then Column BA (AMOUNT) and Column BB (TAXES) BOTH values will be convert based on selected Currency in (Column L). 2. If you choose "Partial Conversion" then Column BA (AMOUNT) only will be converted based on selected currency (Column L) and Column BB (TAXES) value (INR) will be added to the converted values.
Note on K167: gepadmin: 1. If you choose "Full Conversion" then Column BA (AMOUNT) and Column BB (TAXES) BOTH values will be convert based on selected Currency in (Column L). 2. If you choose "Partial Conversion" then Column BA (AMOUNT) only will be converted based on selected currency (Column L) and Column BB (TAXES) value (INR) will be added to the converted values.
Note on K175: gepadmin: 1. If you choose "Full Conversion" then Column BA (AMOUNT) and Column BB (TAXES) BOTH values will be convert based on selected Currency in (Column L). 2. If you choose "Partial Conversion" then Column BA (AMOUNT) only will be converted based on selected currency (Column L) and Column BB (TAXES) value (INR) will be added to the converted values.
Note on K178: gepadmin: 1. If you choose "Full Conversion" then Column BA (AMOUNT) and Column BB (TAXES) BOTH values will be convert based on selected Currency in (Column L). 2. If you choose "Partial Conversion" then Column BA (AMOUNT) only will be converted based on selected currency (Column L) and Column BB (TAXES) value (INR) will be added to the converted values.
Note on K15: gepadmin: 1. If you choose "Full Conversion" then Column BA (AMOUNT) and Column BB (TAXES) BOTH values will be convert based on selected Currency in (Column L). 2. If you choose "Partial Conversion" then Column BA (AMOUNT) only will be converted based on selected currency (Column L) and Column BB (TAXES) value (INR) will be added to the converted values.
Note on K26: gepadmin: 1. If you choose "Full Conversion" then Column BA (AMOUNT) and Column BB (TAXES) BOTH values will be convert based on selected Currency in (Column L). 2. If you choose "Partial Conversion" then Column BA (AMOUNT) only will be converted based on selected currency (Column L) and Column BB (TAXES) value (INR) will be added to the converted values.
Note on K32: gepadmin: 1. If you choose "Full Conversion" then Column BA (AMOUNT) and Column BB (TAXES) BOTH values will be convert based on selected Currency in (Column L). 2. If you choose "Partial Conversion" then Column BA (AMOUNT) only will be converted based on selected currency (Column L) and Column BB (TAXES) value (INR) will be added to the converted values.
Note on K38: gepadmin: 1. If you choose "Full Conversion" then Column BA (AMOUNT) and Column BB (TAXES) BOTH values will be convert based on selected Currency in (Column L). 2. If you choose "Partial Conversion" then Column BA (AMOUNT) only will be converted based on selected currency (Column L) and Column BB (TAXES) value (INR) will be added to the converted values.
Note on K39: gepadmin: 1. If you choose "Full Conversion" then Column BA (AMOUNT) and Column BB (TAXES) BOTH values will be convert based on selected Currency in (Column L). 2. If you choose "Partial Conversion" then Column BA (AMOUNT) only will be converted based on selected currency (Column L) and Column BB (TAXES) value (INR) will be added to the converted values.
Note on K45: gepadmin: 1. If you choose "Full Conversion" then Column BA (AMOUNT) and Column BB (TAXES) BOTH values will be convert based on selected Currency in (Column L). 2. If you choose "Partial Conversion" then Column BA (AMOUNT) only will be converted based on selected currency (Column L) and Column BB (TAXES) value (INR) will be added to the converted values.
Note on K52: gepadmin: 1. If you choose "Full Conversion" then Column BA (AMOUNT) and Column BB (TAXES) BOTH values will be convert based on selected Currency in (Column L). 2. If you choose "Partial Conversion" then Column BA (AMOUNT) only will be converted based on selected currency (Column L) and Column BB (TAXES) value (INR) will be added to the converted values.
Note on K59: gepadmin: 1. If you choose "Full Conversion" then Column BA (AMOUNT) and Column BB (TAXES) BOTH values will be convert based on selected Currency in (Column L). 2. If you choose "Partial Conversion" then Column BA (AMOUNT) only will be converted based on selected currency (Column L) and Column BB (TAXES) value (INR) will be added to the converted values.
Note on K64: gepadmin: 1. If you choose "Full Conversion" then Column BA (AMOUNT) and Column BB (TAXES) BOTH values will be convert based on selected Currency in (Column L). 2. If you choose "Partial Conversion" then Column BA (AMOUNT) only will be converted based on selected currency (Column L) and Column BB (TAXES) value (INR) will be added to the converted values.
Note on K79: gepadmin: 1. If you choose "Full Conversion" then Column BA (AMOUNT) and Column BB (TAXES) BOTH values will be convert based on selected Currency in (Column L). 2. If you choose "Partial Conversion" then Column BA (AMOUNT) only will be converted based on selected currency (Column L) and Column BB (TAXES) value (INR) will be added to the converted values.
Note on K80: gepadmin: 1. If you choose "Full Conversion" then Column BA (AMOUNT) and Column BB (TAXES) BOTH values will be convert based on selected Currency in (Column L). 2. If you choose "Partial Conversion" then Column BA (AMOUNT) only will be converted based on selected currency (Column L) and Column BB (TAXES) value (INR) will be added to the converted values.
Note on K92: gepadmin: 1. If you choose "Full Conversion" then Column BA (AMOUNT) and Column BB (TAXES) BOTH values will be convert based on selected Currency in (Column L). 2. If you choose "Partial Conversion" then Column BA (AMOUNT) only will be converted based on selected currency (Column L) and Column BB (TAXES) value (INR) will be added to the converted values.
Note on K99: gepadmin: 1. If you choose "Full Conversion" then Column BA (AMOUNT) and Column BB (TAXES) BOTH values will be convert based on selected Currency in (Column L). 2. If you choose "Partial Conversion" then Column BA (AMOUNT) only will be converted based on selected currency (Column L) and Column BB (TAXES) value (INR) will be added to the converted values.
Note on K100: gepadmin: 1. If you choose "Full Conversion" then Column BA (AMOUNT) and Column BB (TAXES) BOTH values will be convert based on selected Currency in (Column L). 2. If you choose "Partial Conversion" then Column BA (AMOUNT) only will be converted based on selected currency (Column L) and Column BB (TAXES) value (INR) will be added to the converted values.
Note on K107: gepadmin: 1. If you choose "Full Conversion" then Column BA (AMOUNT) and Column BB (TAXES) BOTH values will be convert based on selected Currency in (Column L). 2. If you choose "Partial Conversion" then Column BA (AMOUNT) only will be converted based on selected currency (Column L) and Column BB (TAXES) value (INR) will be added to the converted values.
Note on K106: gepadmin: 1. If you choose "Full Conversion" then Column BA (AMOUNT) and Column BB (TAXES) BOTH values will be convert based on selected Currency in (Column L). 2. If you choose "Partial Conversion" then Column BA (AMOUNT) only will be converted based on selected currency (Column L) and Column BB (TAXES) value (INR) will be added to the converted values.
Note on K113: gepadmin: 1. If you choose "Full Conversion" then Column BA (AMOUNT) and Column BB (TAXES) BOTH values will be convert based on selected Currency in (Column L). 2. If you choose "Partial Conversion" then Column BA (AMOUNT) only will be converted based on selected currency (Column L) and Column BB (TAXES) value (INR) will be added to the converted values.
Note on K114: gepadmin: 1. If you choose "Full Conversion" then Column BA (AMOUNT) and Column BB (TAXES) BOTH values will be convert based on selected Currency in (Column L). 2. If you choose "Partial Conversion" then Column BA (AMOUNT) only will be converted based on selected currency (Column L) and Column BB (TAXES) value (INR) will be added to the converted values.
Note on K125: gepadmin: 1. If you choose "Full Conversion" then Column BA (AMOUNT) and Column BB (TAXES) BOTH values will be convert based on selected Currency in (Column L). 2. If you choose "Partial Conversion" then Column BA (AMOUNT) only will be converted based on selected currency (Column L) and Column BB (TAXES) value (INR) will be added to the converted values.
Note on K86: gepadmin: 1. If you choose "Full Conversion" then Column BA (AMOUNT) and Column BB (TAXES) BOTH values will be convert based on selected Currency in (Column L). 2. If you choose "Partial Conversion" then Column BA (AMOUNT) only will be converted based on selected currency (Column L) and Column BB (TAXES) value (INR) will be added to the converted values.
Note on K69: gepadmin: 1. If you choose "Full Conversion" then Column BA (AMOUNT) and Column BB (TAXES) BOTH values will be convert based on selected Currency in (Column L). 2. If you choose "Partial Conversion" then Column BA (AMOUNT) only will be converted based on selected currency (Column L) and Column BB (TAXES) value (INR) will be added to the converted values.
Note on K22: gepadmin: 1. If you choose "Full Conversion" then Column BA (AMOUNT) and Column BB (TAXES) BOTH values will be convert based on selected Currency in (Column L). 2. If you choose "Partial Conversion" then Column BA (AMOUNT) only will be converted based on selected currency (Column L) and Column BB (TAXES) value (INR) will be added to the converted values.
Note on K131: gepadmin: 1. If you choose "Full Conversion" then Column BA (AMOUNT) and Column BB (TAXES) BOTH values will be convert based on selected Currency in (Column L). 2. If you choose "Partial Conversion" then Column BA (AMOUNT) only will be converted based on selected currency (Column L) and Column BB (TAXES) value (INR) will be added to the converted values.
Note on K137: gepadmin: 1. If you choose "Full Conversion" then Column BA (AMOUNT) and Column BB (TAXES) BOTH values will be convert based on selected Currency in (Column L). 2. If you choose "Partial Conversion" then Column BA (AMOUNT) only will be converted based on selected currency (Column L) and Column BB (TAXES) value (INR) will be added to the converted values.
Note on K143: gepadmin: 1. If you choose "Full Conversion" then Column BA (AMOUNT) and Column BB (TAXES) BOTH values will be convert based on selected Currency in (Column L). 2. If you choose "Partial Conversion" then Column BA (AMOUNT) only will be converted based on selected currency (Column L) and Column BB (TAXES) value (INR) will be added to the converted values.
Note on K148: gepadmin: 1. If you choose "Full Conversion" then Column BA (AMOUNT) and Column BB (TAXES) BOTH values will be convert based on selected Currency in (Column L). 2. If you choose "Partial Conversion" then Column BA (AMOUNT) only will be converted based on selected currency (Column L) and Column BB (TAXES) value (INR) will be added to the converted values.
Note on K153: gepadmin: 1. If you choose "Full Conversion" then Column BA (AMOUNT) and Column BB (TAXES) BOTH values will be convert based on selected Currency in (Column L). 2. If you choose "Partial Conversion" then Column BA (AMOUNT) only will be converted based on selected currency (Column L) and Column BB (TAXES) value (INR) will be added to the converted values.
Note on K165: gepadmin: 1. If you choose "Full Conversion" then Column BA (AMOUNT) and Column BB (TAXES) BOTH values will be convert based on selected Currency in (Column L). 2. If you choose "Partial Conversion" then Column BA (AMOUNT) only will be converted based on selected currency (Column L) and Column BB (TAXES) value (INR) will be added to the converted values.
Note on K166: gepadmin: 1. If you choose "Full Conversion" then Column BA (AMOUNT) and Column BB (TAXES) BOTH values will be convert based on selected Currency in (Column L). 2. If you choose "Partial Conversion" then Column BA (AMOUNT) only will be converted based on selected currency (Column L) and Column BB (TAXES) value (INR) will be added to the converted values.
Note on K169: gepadmin: 1. If you choose "Full Conversion" then Column BA (AMOUNT) and Column BB (TAXES) BOTH values will be convert based on selected Currency in (Column L). 2. If you choose "Partial Conversion" then Column BA (AMOUNT) only will be converted based on selected currency (Column L) and Column BB (TAXES) value (INR) will be added to the converted values.
Note on K171: gepadmin: 1. If you choose "Full Conversion" then Column BA (AMOUNT) and Column BB (TAXES) BOTH values will be convert based on selected Currency in (Column L). 2. If you choose "Partial Conversion" then Column BA (AMOUNT) only will be converted based on selected currency (Column L) and Column BB (TAXES) value (INR) will be added to the converted values.
Note on K176: gepadmin: 1. If you choose "Full Conversion" then Column BA (AMOUNT) and Column BB (TAXES) BOTH values will be convert based on selected Currency in (Column L). 2. If you choose "Partial Conversion" then Column BA (AMOUNT) only will be converted based on selected currency (Column L) and Column BB (TAXES) value (INR) will be added to the converted values.
Note on K158: gepadmin: 1. If you choose "Full Conversion" then Column BA (AMOUNT) and Column BB (TAXES) BOTH values will be convert based on selected Currency in (Column L). 2. If you choose "Partial Conversion" then Column BA (AMOUNT) only will be converted based on selected currency (Column L) and Column BB (TAXES) value (INR) will be added to the converted values.
Note on K117: gepadmin: 1. If you choose "Full Conversion" then Column BA (AMOUNT) and Column BB (TAXES) BOTH values will be convert based on selected Currency in (Column L). 2. If you choose "Partial Conversion" then Column BA (AMOUNT) only will be converted based on selected currency (Column L) and Column BB (TAXES) value (INR) will be added to the converted values.
Note on K118: gepadmin: 1. If you choose "Full Conversion" then Column BA (AMOUNT) and Column BB (TAXES) BOTH values will be convert based on selected Currency in (Column L). 2. If you choose "Partial Conversion" then Column BA (AMOUNT) only will be converted based on selected currency (Column L) and Column BB (TAXES) value (INR) will be added to the converted values.
Note on K119: gepadmin: 1. If you choose "Full Conversion" then Column BA (AMOUNT) and Column BB (TAXES) BOTH values will be convert based on selected Currency in (Column L). 2. If you choose "Partial Conversion" then Column BA (AMOUNT) only will be converted based on selected currency (Column L) and Column BB (TAXES) value (INR) will be added to the converted values.
Note on K120: gepadmin: 1. If you choose "Full Conversion" then Column BA (AMOUNT) and Column BB (TAXES) BOTH values will be convert based on selected Currency in (Column L). 2. If you choose "Partial Conversion" then Column BA (AMOUNT) only will be converted based on selected currency (Column L) and Column BB (TAXES) value (INR) will be added to the converted values.
Note on K121: gepadmin: 1. If you choose "Full Conversion" then Column BA (AMOUNT) and Column BB (TAXES) BOTH values will be convert based on selected Currency in (Column L). 2. If you choose "Partial Conversion" then Column BA (AMOUNT) only will be converted based on selected currency (Column L) and Column BB (TAXES) value (INR) will be added to the converted values.
Note on K122: gepadmin: 1. If you choose "Full Conversion" then Column BA (AMOUNT) and Column BB (TAXES) BOTH values will be convert based on selected Currency in (Column L). 2. If you choose "Partial Conversion" then Column BA (AMOUNT) only will be converted based on selected currency (Column L) and Column BB (TAXES) value (INR) will be added to the converted values.

## Macros
Please Enable Macros to View BoQ information