## BoQ1 (hidden)
Percentage BoQ
BoQ_Ver3.0 | Percentage | Normal | INR Only | INR
Select, At Par, Excess (+), Less (-) |  | IOCL
Tender Inviting Authority: The Additional Chief Engineer, W.B.P.H&.I.D.Corpn. Ltd.
Name of Work: Repair, renovation and upgradation of 02 Nos. G+3 storied barrack at 10th Bn., Dabgram Jalpaiguri.
Contract No: WBPHIDCL/ACE/NIT- 124(e)/2018-2019 (2nd Call) For Sl. No. 4
Bidder Name :
PRICE SCHEDULE (This BOQ template must not be modified/replaced by the bidder and the same should be uploaded after filling the relevent columns, else the bidder is liable to be rejected for this tender. Bidders are allowed to enter the Bidder Name and Values only )
NUMBER # | TEXT # | TEXT # | NUMBER # | TEXT # | NUMBER | NUMBER | TEXT | TEXT # | NUMBER # | TEXT# | TEXT # | NUMBER # | NUMBER | NUMBER | NUMBER | NUMBER | TEXT | TEXT | NUMBER | NUMBER | NUMBER | NUMBER | TEXT | TEXT | NUMBER | NUMBER | NUMBER | NUMBER | TEXT | TEXT | NUMBER | NUMBER | NUMBER | NUMBER | TEXT | TEXT | NUMBER | NUMBER | NUMBER | NUMBER | TEXT | TEXT | NUMBER | NUMBER | NUMBER # | NUMBER # | TEXT | TEXT | NUMBER # | NUMBER # | DATE | NUMBER # | NUMBER # | TEXT #
Sl. No. | Item Description | Item Code / Make | Quantity | Units | Estimated Rate |  |  | Addition / Deduction | Addition / Deduction Values | Currency Convertion against each Item | Quoted Currency in INR / Other Currency | BASIC RATE In Figures To be entered by the Bidder Rs. P | Excise Duty | VAT | Freight Charges ( Unloading & Stacking) | Any Other Taxes/Duties/Levies |  |  | Other Taxes 2 | IIIrd Party i.e DGS&D / RITES etc Inspection Charges @0.34%+Service Tax | Less for Cenvat Credit,if any respect of Supplies Under full Excise Duty Category | [30 empty] | TOTAL AMOUNT With Taxes | TOTAL AMOUNT With Taxes | TOTAL AMOUNT In Words
1 | 2 | 3 | 4 | 5 | 6 | 7 | 8 | 9 | 10 | 11 | 12 | 13 | 14 | 15 | 16 | 17 | 18 | 19 | 20 | 21 | 22 | 23 | 24 | 25 | 26 | 27 | 28 | 29 | 30 | 31 | 32 | 33 | 34 | 35 | 36 | 37 | 38 | 39 | 40 | 41 | 42 | 43 | 44 | 45 | 46 | 47 | 48 | 49 | 50 | 51 | 52 | 53 | 54 | 55
1 | Civil works | BI01010001010000000000000515BI0100001112 | [56 empty] | 1 | Construction of chamber for 100mm sluices valve | item1 | 10 | 1 Nos
2 | Supplying , fitting & fixing Zn-Al alloy (55% Al & 45% Zn) coating of 150 grams per sq. metre (followed by colour coated on both side) steel sheet work having minimum yield strength of 550 Mpa of trapizoidal profile of approved make (excluding the supporting frame work) fitted and fixed with 55 mm & 25 mm self tapping screw, EPDM Washer 16 mm dia & 3 mm th. washer etc. complete with 150 mm end lap and one corrugation minimum side lap. (Payment to be made on area of finished work). (i) In Roof:- a) With 0.5 mm thick sheet | BI01010001010000000000000515BI0100001113 | 900 | Sqm | 1013.56 |  |  | Excess(+) | 1 | Full Conversion | INR | [40 empty] | 912204 | 912204 | INR Nine Lakh Twelve Thousand Two Hundred & Four Only | 896 | 1013.56 | 806400 |  | 2 | Construction of chamber for 100mm sluices valve | item3 | 10 | Nos
3 | M.S. structural works in roof trusses with tubular sections conforming to IS: 806-1968 & IS: 1161- 1998 cnnected to one another with bracket, gusset cleats as per design, direction of Engineer-in-charge complete including cutting to requisite size, fabrication with necessary metal arc welding conforming to IS: 816- 1969 & IS: 9595 using electrodes of approved make and brand conforming to IS:814- 2004, haulage, hoisting and erection all complete. The rate includes the cost of rolled steel section, consumables such as electrodes, gas and hire charge of all tools and plants and labour reqired for the work including all incidental chages such as electricity charges, labour insurance charges etc. Payment to be made on the basis of calculated weight of structural tubular memebrs as specified in relevent IS code in finished work. Payment for gusset, bracket, cleat may be made by adding the actual weight of such items with weight of finished structural members. The rates are considered for a height of erection 8 m. / 2nd floor level from the ground. Add 1.5 % extra over the rate for each additional floor or 4m. beyond the initial 8 m. or part thereof. i) For trusses spanning up to 12.00 m | BI01010001010000000000000515BI0100001114 | 8 | MT | 84749.5 |  |  | Excess(+) | 1 | Full Conversion | INR | [40 empty] | 677996 | 677996 | INR Six Lakh Seventy Seven Thousand Nine Hundred & Ninety Six Only | 74920 | 84749.5 | 599360 |  | 2 | Construction of chamber for 100mm sluices valve | item3 | 10 | Nos
4 | Ordinary Cement concrete (mix 1:1.5:3) with graded stone chips (20 mm nominal size) excluding shuttering and reinforcement if any, in ground floor as per relevant IS codes.(ii ) River Bazree | BI01010001010000000000000515BI0100001115 | 30 | cum | 5367.54 |  |  | Excess(+) | 1 | Full Conversion | INR | [40 empty] | 161026.2 | 161026.2 | INR One Lakh Sixty One Thousand &Twenty Six and Paise Twenty Only | 4745 | 5367.54 | 142350 |  | 2 | Construction of chamber for 100mm sluices valve | item3 | 10 | Nos
5 | Supplying & laying as per IRC-SP:063-2004 paver unit of any shade of approved quality as per relevant IS code, laid in pattern as directed in pavement, footpath, driveway (paver block only), etc including necessary underlay complete in all respect with all labour and material. [Border concrete if necessary to be paid separately]. Note: Sub-grade CBR should not be less than 5. (b) 50 mm thick interlocking designer concrete paver block M- 30 grade for non-traffic zone,buiding premises,garden,parks, domestic drive as per IS: 15658- 2006(over 20-30 mm medium sand bed on 200mm thk bound gnaular /granular base course including cost of sand for sand bed but excluding cost of base course & subgrade preparation.) Coloured Decorative | BI01010001010000000000000515BI0100001116 | 100 | Sqm | 1264.68 |  |  | Excess(+) | 1 | Full Conversion | INR | [40 empty] | 126468 | 126468 | INR One Lakh Twenty Six Thousand Four Hundred & Sixty Eight Only | 1118 | 1264.68 | 111800 |  | 3 | Supplying, Conveying and fixing spls. Including ea | item4 | 10 | Nos
6 | Single Brick Flat Soling of picked jhama bricks including ramming and dressing bed to proper level and filling joints with local sand. | BI01010001010000000000000515BI0100001117 | 220 | Sqm. | 366.51 |  |  | Excess(+) | 1 | Full Conversion | INR | [40 empty] | 80632.2 | 80632.2 | INR Eighty Thousand Six Hundred & Thirty Two and Paise Twenty Only | 324 | 366.51 | 71280 |  | 1.01 | Supplying, Conveying and fixing spls. Including eart | item1 | 123.223 | Nos
7 | 125 mm. thick brick work with 1st class bricks in cement mortar (1:4) in ground floor. | BI01010001010000000000000515BI0100001118 | 60 | Sqm. | 762.43 |  |  | Excess(+) | 1 | Full Conversion | INR | [40 empty] | 45745.8 | 45745.8 | INR Forty Five Thousand Seven Hundred & Forty Five and Paise Eighty Only | 674 | 762.43 | 40440 |  | 1.02 | Construction of chamber for 100mm sluice plates | item2 | 213 | Nos
8 | Brick work with 1st class bricks in cement mortar (1:4)(a) In foundation and plinth | BI01010001010000000000000515BI0100001119 | 16 | cum | 5850.57 |  |  | Excess(+) | 1 | Full Conversion | INR | [40 empty] | 93609.12 | 93609.12 | INR Ninety Three Thousand Six Hundred & Nine and Paise Twelve Only | 5172 | 5850.57 | 82752 |  | 2 | Construction of chamber for 100mm sluices valve | item3 | 10 | Nos
9 | Dismantling artificial stone flooring upto 50 mm. thick by carefully chiselling without damaging the base and removing rubbish as directed within a lead of 75 m. a) In ground floor including roof.(Page no: 08/Item no: 06) (A) AT GROUND FLOOR | BI01010001010000000000000515BI0100001120 | 15.675 | Cum | 56.56 |  |  | Excess(+) | 1 | Full Conversion | INR | [40 empty] | 886.58 | 886.58 | INR Eight Hundred & Eighty Six and Paise Fifty Eight Only | 50 | 56.56 | 783.75 | 5.6757 | 2 | Construction of chamber for 100mm sluices valve | item3 | 10 | Nos
10 | Dismantling artificial stone flooring upto 50 mm. thick by carefully chiselling without damaging the base and removing rubbish as directed within a lead of 75 m. a) In ground floor including roof.(Page no: 08/Item no: 06) (B) AT FIRST FLOOR | BI01010001010000000000000515BI0100001121 | 10 | Cum | 63.35 |  |  | Excess(+) | 1 | Full Conversion | INR | [40 empty] | 633.5 | 633.5 | INR Six Hundred & Thirty Three and Paise Fifty Only | 56 | 63.35 | 560 |  | 2 | Construction of chamber for 100mm sluices valve | item3 | 10 | Nos
11 | Dismantling artificial stone flooring upto 50 mm. thick by carefully chiselling without damaging the base and removing rubbish as directed within a lead of 75 m. a) In ground floor including roof.(Page no: 08/Item no: 06) (C) AT SECOND FLOOR | BI01010001010000000000000515BI0100001122 | 10 | Cum | 70.13 |  |  | Excess(+) | 1 | Full Conversion | INR | [40 empty] | 701.3 | 701.3 | INR Seven Hundred & One and Paise Thirty Only | 62 | 70.13 | 620 |  | 2 | Construction of chamber for 100mm sluices valve | item3 | 10 | Nos
12 | Dismantling artificial stone flooring upto 50 mm. thick by carefully chiselling without damaging the base and removing rubbish as directed within a lead of 75 m. a) In ground floor including roof.(Page no: 08/Item no: 06) (D) AT THIRD FLOOR | BI01010001010000000000000515BI0100001123 | 10 | Cum | 76.92 |  |  | Excess(+) | 1 | Full Conversion | INR | [40 empty] | 769.2 | 769.2 | INR Seven Hundred & Sixty Nine and Paise Twenty Only | 68 | 76.92 | 680 |  | 2 | Construction of chamber for 100mm sluices valve | item3 | 10 | Nos
13 | Dismantling all types of plain cement concrete works, stacking serviceable materials at site and removing rubbish as directed within a lead of 75 m. In ground floor including roof.(a) upto 150 mm. Thick | BI01010001010000000000000515BI0100001124 | 25 | Cum | 1062.2 |  |  | Excess(+) | 1 | Full Conversion | INR | [40 empty] | 26555 | 26555 | INR Twenty Six Thousand Five Hundred & Fifty Five Only | 939 | 1062.2 | 23475 |  | 2 | Construction of chamber for 100mm sluices valve | item3 | 10 | Nos
14 | Stripping off worn out plaster and raking out joints of walls, celings etc. upto any height and in any floor including removing rubbish within a lead of 75m as directed | BI01010001010000000000000515BI0100001125 | 3240 | Sqm | 21.49 |  |  | Excess(+) | 1 | Full Conversion | INR | [40 empty] | 69627.6 | 69627.6 | INR Sixty Nine Thousand Six Hundred & Twenty Seven and Paise Sixty Only | 19 | 21.49 | 61560 |  | 3 | Supplying, Conveying and fixing spls. Including ea | item4 | 10 | Nos
15 | Plaster (to wall, floor, ceiling etc.) with sand and cement mortar including rounding off or chamfering corners as directed and raking out joints including throating, nosing and drip course, scaffolding/staging where necessary (Ground floor).[Excluding cost of chipping over concrete surface. With 1:4 cement mortar ,b) 10 mm thick plaster. Ceiling Plaster (A) AT GROUND FLOOR | BI01010001010000000000000515BI0100001126 | 38 | SqM | 142.53 |  |  | Excess(+) | 1 | Full Conversion | INR | [40 empty] | 5416.14 | 5416.14 | INR Five Thousand Four Hundred & Sixteen and Paise Fourteen Only | 126 | 142.53 | 4788
16 | Plaster (to wall, floor, ceiling etc.) with sand and cement mortar including rounding off or chamfering corners as directed and raking out joints including throating, nosing and drip course, scaffolding/staging where necessary (Ground floor).[Excluding cost of chipping over concrete surface. With 1:4 cement mortar ,b) 10 mm thick plaster. Ceiling Plaster (B) AT FIRST FLOOR | BI01010001010000000000000515BI0100001127 | 200 | SqM | 147.06 |  |  | Excess(+) | 1 | Full Conversion | INR | [40 empty] | 29412 | 29412 | INR Twenty Nine Thousand Four Hundred & Twelve Only | 130 | 147.06 | 26000
17 | Plaster (to wall, floor, ceiling etc.) with sand and cement mortar including rounding off or chamfering corners as directed and raking out joints including throating, nosing and drip course, scaffolding/staging where necessary (Ground floor).[Excluding cost of chipping over concrete surface. With 1:4 cement mortar ,b) 10 mm thick plaster. Ceiling Plaster (C) AT SECOND FLOOR | BI01010001010000000000000515BI0100001128 | 200 | SqM | 151.58 |  |  | Excess(+) | 1 | Full Conversion | INR | [40 empty] | 30316 | 30316 | INR Thirty Thousand Three Hundred & Sixteen Only | 134 | 151.58 | 26800
18 | Plaster (to wall, floor, ceiling etc.) with sand and cement mortar including rounding off or chamfering corners as directed and raking out joints including throating, nosing and drip course, scaffolding/staging where necessary (Ground floor).[Excluding cost of chipping over concrete surface. With 1:4 cement mortar ,b) 10 mm thick plaster. Ceiling Plaster (D) AT THIRD FLOOR | BI01010001010000000000000515BI0100001129 | 200 | SqM | 156.11 |  |  | Excess(+) | 1 | Full Conversion | INR | [40 empty] | 31222 | 31222 | INR Thirty One Thousand Two Hundred & Twenty Two Only | 138 | 156.11 | 27600
19 | Plaster (to wall, floor, ceiling etc.) with sand and cement mortar including rounding off or chamfering corners as directed and raking out joints including throating, nosing and drip course, scaffolding/staging where necessary (Ground floor).[Excluding cost of chipping over concrete surface. With 1:4 cement mortar b) 15mm thick plaster INSIDE (A) AT GROUND FLOOR | BI01010001010000000000000515BI0100001130 | 650 | SqM | 177.6 |  |  | Excess(+) | 1 | Full Conversion | INR | [40 empty] | 115440 | 115440 | INR One Lakh Fifteen Thousand Four Hundred & Forty Only | 157 | 177.6 | 102050
20 | Plaster (to wall, floor, ceiling etc.) with sand and cement mortar including rounding off or chamfering corners as directed and raking out joints including throating, nosing and drip course, scaffolding/staging where necessary (Ground floor).[Excluding cost of chipping over concrete surface. With 1:4 cement mortar b) 15mm thick plaster INSIDE (B) AT FIRST FLOOR | BI01010001010000000000000515BI0100001131 | 600 | SqM | 182.12 |  |  | Excess(+) | 1 | Full Conversion | INR | [40 empty] | 109272 | 109272 | INR One Lakh Nine Thousand Two Hundred & Seventy Two Only | 161 | 182.12 | 96600
21 | Plaster (to wall, floor, ceiling etc.) with sand and cement mortar including rounding off or chamfering corners as directed and raking out joints including throating, nosing and drip course, scaffolding/staging where necessary (Ground floor).[Excluding cost of chipping over concrete surface. With 1:4 cement mortar b) 15mm thick plaster INSIDE (C) AT SECOND FLOOR | BI01010001010000000000000515BI0100001132 | 600 | SqM | 186.65 |  |  | Excess(+) | 1 | Full Conversion | INR | [40 empty] | 111990 | 111990 | INR One Lakh Eleven Thousand Nine Hundred & Ninety Only | 165 | 186.65 | 99000
22 | Plaster (to wall, floor, ceiling etc.) with sand and cement mortar including rounding off or chamfering corners as directed and raking out joints including throating, nosing and drip course, scaffolding/staging where necessary (Ground floor).[Excluding cost of chipping over concrete surface. With 1:4 cement mortar b) 15mm thick plaster INSIDE (D) AT THIRD FLOOR | BI01010001010000000000000515BI0100001133 | 1200 | SqM | 191.17 |  |  | Excess(+) | 1 | Full Conversion | INR | [40 empty] | 229404 | 229404 | INR Two Lakh Twenty Nine Thousand Four Hundred & Four Only | 169 | 191.17 | 202800
23 | Plaster (to wall, floor, ceiling etc.) with sand and cement mortar including rounding off or chamfering corners as directed and raking out joints including throating, nosing and drip course, scaffolding/staging where necessary (Ground floor).[Excluding cost of chipping over concrete surface. With 1:6 cement mortar a) 20mm thick plaster OUTSIDE (A) AT GROUND FLOOR | BI01010001010000000000000515BI0100001134 | 600 | SqM | 182.12 |  |  | Excess(+) | 1 | Full Conversion | INR | [40 empty] | 109272 | 109272 | INR One Lakh Nine Thousand Two Hundred & Seventy Two Only | 161 | 182.12 | 96600
24 | Plaster (to wall, floor, ceiling etc.) with sand and cement mortar including rounding off or chamfering corners as directed and raking out joints including throating, nosing and drip course, scaffolding/staging where necessary (Ground floor).[Excluding cost of chipping over concrete surface. With 1:6 cement mortar a) 20mm thick plaster OUTSIDE (B) AT FIRST FLOOR | BI01010001010000000000000515BI0100001135 | 550 | SqM | 186.65 |  |  | Excess(+) | 1 | Full Conversion | INR | [40 empty] | 102657.5 | 102657.5 | INR One Lakh Two Thousand Six Hundred & Fifty Seven and Paise Fifty Only | 165 | 186.65 | 90750
25 | Plaster (to wall, floor, ceiling etc.) with sand and cement mortar including rounding off or chamfering corners as directed and raking out joints including throating, nosing and drip course, scaffolding/staging where necessary (Ground floor).[Excluding cost of chipping over concrete surface. With 1:6 cement mortar a) 20mm thick plaster OUTSIDE (C) AT SECOND FLOOR | BI01010001010000000000000515BI0100001136 | 550 | SqM | 191.17 |  |  | Excess(+) | 1 | Full Conversion | INR | [40 empty] | 105143.5 | 105143.5 | INR One Lakh Five Thousand One Hundred & Forty Three and Paise Fifty Only | 169 | 191.17 | 92950
26 | Plaster (to wall, floor, ceiling etc.) with sand and cement mortar including rounding off or chamfering corners as directed and raking out joints including throating, nosing and drip course, scaffolding/staging where necessary (Ground floor).[Excluding cost of chipping over concrete surface. With 1:6 cement mortar a) 20mm thick plaster OUTSIDE (D) AT THIRD FLOOR | BI01010001010000000000000515BI0100001137 | 900 | SqM | 195.7 |  |  | Excess(+) | 1 | Full Conversion | INR | [40 empty] | 176130 | 176130 | INR One Lakh Seventy Six Thousand One Hundred & Thirty Only | 173 | 195.7 | 155700
27 | Applying epoxy based reactive joining agent for joining the old concrete with fresh concrete to be applied within manufacturer's specified time as per manufacturers specification. (0.4 Kg / m² of concrete surface). | BI01010001010000000000000515BI0100001138 | 20 | Sqm | 349.54 |  |  | Excess(+) | 1 | Full Conversion | INR | [40 empty] | 6990.8 | 6990.8 | INR Six Thousand Nine Hundred & Ninety and Paise Eighty Only | 309 | 349.54 | 6180
28 | Cement concrete (1:1.5:3) with graded stone chips 5.6 mm sizewith hexagonal square mesh wire netting, I.R.C. fabric mesh or X.P. M. fitted and fixed after tying the existing reinforcement on concrete without distributing the same and with proper scarping and cleaning the reinforcement and disturbed concrete with wire brush etc. after applying a coat of cement including the cost of wire netting I.R.C or X. P. M. & cost of all handling and scaffolding complete as per direction of Engineer-in -charge. a) 20 mm thick | BI01010001010000000000000515BI0100001139 | 20 | Sqm | 549.76 |  |  | Excess(+) | 1 | Full Conversion | INR | [40 empty] | 10995.2 | 10995.2 | INR Ten Thousand Nine Hundred & Ninety Five and Paise Twenty Only | 486 | 549.76 | 9720
29 | Neat cement punning about 1.5mm thick in wall,dado,window sill,floor etc. NOTE:Cement 0.152 cu.m per100 sq.m. | BI01010001010000000000000515BI0100001140 | 68 | SqM | 38.46 |  |  | Excess(+) | 1 | Full Conversion | INR | [40 empty] | 2615.28 | 2615.28 | INR Two Thousand Six Hundred & Fifteen and Paise Twenty Eight Only | 34 | 38.46 | 2312
30 | (b)Rendering the Surface of walls and ceiling with White Cement base wall putty of approved make & brand.(1.5 mm thick) (A) AT GROUND FLOOR | BI01010001010000000000000515BI0100001141 | 1920 | SqM | 124.43 |  |  | Excess(+) | 1 | Full Conversion | INR | [40 empty] | 238905.6 | 238905.6 | INR Two Lakh Thirty Eight Thousand Nine Hundred & Five and Paise Sixty Only | 110 | 124.43 | 211200
31 | (b)Rendering the Surface of walls and ceiling with White Cement base wall putty of approved make & brand.(1.5 mm thick) (B) AT FIRST FLOOR | BI01010001010000000000000515BI0100001142 | 1920 | SqM | 124.43 |  |  | Excess(+) | 1 | Full Conversion | INR | [40 empty] | 238905.6 | 238905.6 | INR Two Lakh Thirty Eight Thousand Nine Hundred & Five and Paise Sixty Only | 110 | 124.43 | 211200
32 | (b)Rendering the Surface of walls and ceiling with White Cement base wall putty of approved make & brand.(1.5 mm thick) (C) AT SECOND FLOOR | BI01010001010000000000000515BI0100001143 | 1920 | SqM | 124.43 |  |  | Excess(+) | 1 | Full Conversion | INR | [40 empty] | 238905.6 | 238905.6 | INR Two Lakh Thirty Eight Thousand Nine Hundred & Five and Paise Sixty Only | 110 | 124.43 | 211200
33 | (b)Rendering the Surface of walls and ceiling with White Cement base wall putty of approved make & brand.(1.5 mm thick) (D) AT THIRD FLOOR | BI01010001010000000000000515BI0100001144 | 1920 | SqM | 124.43 |  |  | Excess(+) | 1 | Full Conversion | INR | [40 empty] | 238905.6 | 238905.6 | INR Two Lakh Thirty Eight Thousand Nine Hundred & Five and Paise Sixty Only | 110 | 124.43 | 211200
34 | Applying Interior grade Acrylic Primer of approved quality and brand on plastered or cencrete surface old or new surface to receive Distemper/ Acrylic emulsion paint including scraping and preparing the surface throughly, complete as per manufacturer's specification and as per direction of the EIC. ii) Solvent based interior grade Acrylic Primer,(b) Two Coats (A) AT GROUND FLOOR | BI01010001010000000000000515BI0100001145 | 1920 | SqM | 54.86 |  |  | Excess(+) | 1 | Full Conversion | INR | [40 empty] | 105331.2 | 105331.2 | INR One Lakh Five Thousand Three Hundred & Thirty One and Paise Twenty Only | 48.5 | 54.86 | 93120
35 | Applying Interior grade Acrylic Primer of approved quality and brand on plastered or cencrete surface old or new surface to receive Distemper/ Acrylic emulsion paint including scraping and preparing the surface throughly, complete as per manufacturer's specification and as per direction of the EIC. ii) Solvent based interior grade Acrylic Primer,(b) Two Coats (B) AT FIRST FLOOR | BI01010001010000000000000515BI0100001146 | 1920 | SqM | 54.86 |  |  | Excess(+) | 1 | Full Conversion | INR | [40 empty] | 105331.2 | 105331.2 | INR One Lakh Five Thousand Three Hundred & Thirty One and Paise Twenty Only | 48.5 | 54.86 | 93120
36 | Applying Interior grade Acrylic Primer of approved quality and brand on plastered or cencrete surface old or new surface to receive Distemper/ Acrylic emulsion paint including scraping and preparing the surface throughly, complete as per manufacturer's specification and as per direction of the EIC. ii) Solvent based interior grade Acrylic Primer,(b) Two Coats (C) AT SECOND FLOOR | BI01010001010000000000000515BI0100001147 | 1920 | SqM | 54.86 |  |  | Excess(+) | 1 | Full Conversion | INR | [40 empty] | 105331.2 | 105331.2 | INR One Lakh Five Thousand Three Hundred & Thirty One and Paise Twenty Only | 48.5 | 54.86 | 93120
37 | Applying Interior grade Acrylic Primer of approved quality and brand on plastered or cencrete surface old or new surface to receive Distemper/ Acrylic emulsion paint including scraping and preparing the surface throughly, complete as per manufacturer's specification and as per direction of the EIC. ii) Solvent based interior grade Acrylic Primer,(b) Two Coats (D) AT THIRD FLOOR | BI01010001010000000000000515BI0100001148 | 1920 | SqM | 54.86 |  |  | Excess(+) | 1 | Full Conversion | INR | [40 empty] | 105331.2 | 105331.2 | INR One Lakh Five Thousand Three Hundred & Thirty One and Paise Twenty Only | 48.5 | 54.86 | 93120
38 | Applying Acrylic Emulsion Paint of approved make and brand on walls and ceiling including sand papering in intermediate coats including putty (to be done under specific instruction of Superintending Engineer) : (Two coats) i) Standard Quality (Two coats) (A) AT GROUND FLOOR | BI01010001010000000000000515BI0100001149 | 1920 | SqM | 70.13 |  |  | Excess(+) | 1 | Full Conversion | INR | [40 empty] | 134649.6 | 134649.6 | INR One Lakh Thirty Four Thousand Six Hundred & Forty Nine and Paise Sixty Only | 62 | 70.13 | 119040
39 | Applying Acrylic Emulsion Paint of approved make and brand on walls and ceiling including sand papering in intermediate coats including putty (to be done under specific instruction of Superintending Engineer) : (Two coats) i) Standard Quality (Two coats) (B) AT FIRST FLOOR | BI01010001010000000000000515BI0100001150 | 1920 | SqM | 70.13 |  |  | Excess(+) | 1 | Full Conversion | INR | [40 empty] | 134649.6 | 134649.6 | INR One Lakh Thirty Four Thousand Six Hundred & Forty Nine and Paise Sixty Only | 62 | 70.13 | 119040
40 | Applying Acrylic Emulsion Paint of approved make and brand on walls and ceiling including sand papering in intermediate coats including putty (to be done under specific instruction of Superintending Engineer) : (Two coats) i) Standard Quality (Two coats) (C) AT SECOND FLOOR | BI01010001010000000000000515BI0100001151 | 1920 | SqM | 70.13 |  |  | Excess(+) | 1 | Full Conversion | INR | [40 empty] | 134649.6 | 134649.6 | INR One Lakh Thirty Four Thousand Six Hundred & Forty Nine and Paise Sixty Only | 62 | 70.13 | 119040
41 | Applying Acrylic Emulsion Paint of approved make and brand on walls and ceiling including sand papering in intermediate coats including putty (to be done under specific instruction of Superintending Engineer) : (Two coats) i) Standard Quality (Two coats) (D) AT THIRD FLOOR | BI01010001010000000000000515BI0100001152 | 1920 | SqM | 70.13 |  |  | Excess(+) | 1 | Full Conversion | INR | [40 empty] | 134649.6 | 134649.6 | INR One Lakh Thirty Four Thousand Six Hundred & Forty Nine and Paise Sixty Only | 62 | 70.13 | 119040
42 | Applying Exterior grade Acrylic primer of approved quality and brand on plastered or cencrete surface old or new surface to receive decorative textured(matt finish) or smooth finish acrylic exterior emulsion paint including scraping and preparing the surface throughly, complete as per manufacturer's specification and as per direction of the EIC.[This item to be done under specific instruction of the Superintending Engineer] (b) Two Coats (A) AT GROUND FLOOR | BI01010001010000000000000515BI0100001153 | 556 | SqM | 51.02 |  |  | Excess(+) | 1 | Full Conversion | INR | [40 empty] | 28367.12 | 28367.12 | INR Twenty Eight Thousand Three Hundred & Sixty Seven and Paise Twelve Only | 45.1 | 51.02 | 25075.6
43 | Applying Exterior grade Acrylic primer of approved quality and brand on plastered or cencrete surface old or new surface to receive decorative textured(matt finish) or smooth finish acrylic exterior emulsion paint including scraping and preparing the surface throughly, complete as per manufacturer's specification and as per direction of the EIC.[This item to be done under specific instruction of the Superintending Engineer] (b) Two Coats (B) AT FIRST FLOOR | BI01010001010000000000000515BI0100001154 | 472 | SqM | 51.82 |  |  | Excess(+) | 1 | Full Conversion | INR | [40 empty] | 24459.04 | 24459.04 | INR Twenty Four Thousand Four Hundred & Fifty Nine and Paise Four Only | 45.81 | 51.82 | 21622.32
44 | Applying Exterior grade Acrylic primer of approved quality and brand on plastered or cencrete surface old or new surface to receive decorative textured(matt finish) or smooth finish acrylic exterior emulsion paint including scraping and preparing the surface throughly, complete as per manufacturer's specification and as per direction of the EIC.[This item to be done under specific instruction of the Superintending Engineer] (b) Two Coats (C) AT SECOND FLOOR | BI01010001010000000000000515BI0100001155 | 472 | SqM | 52.62 |  |  | Excess(+) | 1 | Full Conversion | INR | [40 empty] | 24836.64 | 24836.64 | INR Twenty Four Thousand Eight Hundred & Thirty Six and Paise Sixty Four Only | 46.52 | 52.62 | 21957.44
45 | Applying Exterior grade Acrylic primer of approved quality and brand on plastered or cencrete surface old or new surface to receive decorative textured(matt finish) or smooth finish acrylic exterior emulsion paint including scraping and preparing the surface throughly, complete as per manufacturer's specification and as per direction of the EIC.[This item to be done under specific instruction of the Superintending Engineer] (b) Two Coats (D) AT THIRD FLOOR | BI01010001010000000000000515BI0100001156 | 858 | SqM | 53.43 |  |  | Excess(+) | 1 | Full Conversion | INR | [40 empty] | 45842.94 | 45842.94 | INR Forty Five Thousand Eight Hundred & Forty Two and Paise Ninety Four Only | 47.23 | 53.43 | 40523.34
46 | Protective and Decorative Acrylic exterior emulsion paint of approved quality, as per manufacturer's specification and as per direction of EIC to be applied over acrylic primer as required. The rate includes cost of material, labour, scaffolding and all incidental charges but excluding the cost of primer. The items to be selected only with written permission of Superintending Engineer for very resticted and small areas of a building b) Premium 100% Acrylic Emulsion (A) AT GROUND FLOOR | BI01010001010000000000000515BI0100001157 | 556 | SqM | 95.02 |  |  | Excess(+) | 1 | Full Conversion | INR | [40 empty] | 52831.12 | 52831.12 | INR Fifty Two Thousand Eight Hundred & Thirty One and Paise Twelve Only | 84 | 95.02 | 46704
47 | Protective and Decorative Acrylic exterior emulsion paint of approved quality, as per manufacturer's specification and as per direction of EIC to be applied over acrylic primer as required. The rate includes cost of material, labour, scaffolding and all incidental charges but excluding the cost of primer. The items to be selected only with written permission of Superintending Engineer for very resticted and small areas of a building b) Premium 100% Acrylic Emulsion (B) AT FIRST FLOOR | BI01010001010000000000000515BI0100001158 | 472 | SqM | 95.82 |  |  | Excess(+) | 1 | Full Conversion | INR | [40 empty] | 45227.04 | 45227.04 | INR Forty Five Thousand Two Hundred & Twenty Seven and Paise Four Only | 84.71 | 95.82 | 39983.12
48 | Protective and Decorative Acrylic exterior emulsion paint of approved quality, as per manufacturer's specification and as per direction of EIC to be applied over acrylic primer as required. The rate includes cost of material, labour, scaffolding and all incidental charges but excluding the cost of primer. The items to be selected only with written permission of Superintending Engineer for very resticted and small areas of a building b) Premium 100% Acrylic Emulsion (C) AT SECOND FLOOR | BI01010001010000000000000515BI0100001159 | 472 | SqM | 96.63 |  |  | Excess(+) | 1 | Full Conversion | INR | [40 empty] | 45609.36 | 45609.36 | INR Forty Five Thousand Six Hundred & Nine and Paise Thirty Six Only | 85.42 | 96.63 | 40318.24
49 | Protective and Decorative Acrylic exterior emulsion paint of approved quality, as per manufacturer's specification and as per direction of EIC to be applied over acrylic primer as required. The rate includes cost of material, labour, scaffolding and all incidental charges but excluding the cost of primer. The items to be selected only with written permission of Superintending Engineer for very resticted and small areas of a building b) Premium 100% Acrylic Emulsion (D) AT THIRD FLOOR | BI01010001010000000000000515BI0100001160 | 858 | SqM | 97.43 |  |  | Excess(+) | 1 | Full Conversion | INR | [40 empty] | 83594.94 | 83594.94 | INR Eighty Three Thousand Five Hundred & Ninety Four and Paise Ninety Four Only | 86.13 | 97.43 | 73899.54
50 | Painting with ready mixed red lead paint of approved make and brand : (a) Two coat (A) AT GROUND FLOOR | BI01010001010000000000000515BI0100001161 | 18 | SqM | 62.22 |  |  | Excess(+) | 1 | Full Conversion | INR | [40 empty] | 1119.96 | 1119.96 | INR One Thousand One Hundred & Nineteen and Paise Ninety Six Only | 55 | 62.22 | 990
51 | Painting with ready mixed red lead paint of approved make and brand : (a) Two coat (B) AT FIRST FLOOR | BI01010001010000000000000515BI0100001162 | 18 | SqM | 62.22 |  |  | Excess(+) | 1 | Full Conversion | INR | [40 empty] | 1119.96 | 1119.96 | INR One Thousand One Hundred & Nineteen and Paise Ninety Six Only | 55 | 62.22 | 990
52 | Painting with ready mixed red lead paint of approved make and brand : (a) Two coat (C) AT SECOND FLOOR | BI01010001010000000000000515BI0100001163 | 18 | SqM | 62.22 |  |  | Excess(+) | 1 | Full Conversion | INR | [40 empty] | 1119.96 | 1119.96 | INR One Thousand One Hundred & Nineteen and Paise Ninety Six Only | 55 | 62.22 | 990
53 | Painting with ready mixed red lead paint of approved make and brand : (a) Two coat (D) AT THIRD FLOOR | BI01010001010000000000000515BI0100001164 | 18 | SqM | 62.22 |  |  | Excess(+) | 1 | Full Conversion | INR | [40 empty] | 1119.96 | 1119.96 | INR One Thousand One Hundred & Nineteen and Paise Ninety Six Only | 55 | 62.22 | 990
54 | Painting with best quality synthetic enamel paint of approved make and brand including smoothening surface by sand papering etc. including using of approved putty etc. on the surface, if necessary . (A) AT GROUND FLOOR | BI01010001010000000000000515BI0100001165 | 18 | SqM | 89.36 |  |  | Excess(+) | 1 | Full Conversion | INR | [40 empty] | 1608.48 | 1608.48 | INR One Thousand Six Hundred & Eight and Paise Forty Eight Only | 79 | 89.36 | 1422
55 | Painting with best quality synthetic enamel paint of approved make and brand including smoothening surface by sand papering etc. including using of approved putty etc. on the surface, if necessary . (B) AT FIRST FLOOR | BI01010001010000000000000515BI0100001166 | 18 | SqM | 89.36 |  |  | Excess(+) | 1 | Full Conversion | INR | [40 empty] | 1608.48 | 1608.48 | INR One Thousand Six Hundred & Eight and Paise Forty Eight Only | 79 | 89.36 | 1422
56 | Painting with best quality synthetic enamel paint of approved make and brand including smoothening surface by sand papering etc. including using of approved putty etc. on the surface, if necessary . (C) AT SECOND FLOOR | BI01010001010000000000000515BI0100001167 | 18 | SqM | 89.36 |  |  | Excess(+) | 1 | Full Conversion | INR | [40 empty] | 1608.48 | 1608.48 | INR One Thousand Six Hundred & Eight and Paise Forty Eight Only | 79 | 89.36 | 1422
57 | Painting with best quality synthetic enamel paint of approved make and brand including smoothening surface by sand papering etc. including using of approved putty etc. on the surface, if necessary . (D) AT THIRD FLOOR | BI01010001010000000000000515BI0100001168 | 18 | SqM | 89.36 |  |  | Excess(+) | 1 | Full Conversion | INR | [40 empty] | 1608.48 | 1608.48 | INR One Thousand Six Hundred & Eight and Paise Forty Eight Only | 79 | 89.36 | 1422
58 | Priming one coat on timber or plastered surface with synthetic oil bound primer of approved quality including smoothening surfaces by sand papering etc. (A) AT GROUND FLOOR | BI01010001010000000000000515BI0100001169 | 24 | SqM | 42.99 |  |  | Excess(+) | 1 | Full Conversion | INR | [40 empty] | 1031.76 | 1031.76 | INR One Thousand &Thirty One and Paise Seventy Six Only | 38 | 42.99 | 912
59 | Priming one coat on timber or plastered surface with synthetic oil bound primer of approved quality including smoothening surfaces by sand papering etc. (B) AT FIRST FLOOR | BI01010001010000000000000515BI0100001170 | 24 | SqM | 42.99 |  |  | Excess(+) | 1 | Full Conversion | INR | [40 empty] | 1031.76 | 1031.76 | INR One Thousand &Thirty One and Paise Seventy Six Only | 38 | 42.99 | 912
60 | Priming one coat on timber or plastered surface with synthetic oil bound primer of approved quality including smoothening surfaces by sand papering etc. (C) AT SECOND FLOOR | BI01010001010000000000000515BI0100001171 | 24 | SqM | 42.99 |  |  | Excess(+) | 1 | Full Conversion | INR | [40 empty] | 1031.76 | 1031.76 | INR One Thousand &Thirty One and Paise Seventy Six Only | 38 | 42.99 | 912
61 | Priming one coat on timber or plastered surface with synthetic oil bound primer of approved quality including smoothening surfaces by sand papering etc. (D) AT THIRD FLOOR | BI01010001010000000000000515BI0100001172 | 24 | SqM | 42.99 |  |  | Excess(+) | 1 | Full Conversion | INR | [40 empty] | 1031.76 | 1031.76 | INR One Thousand &Thirty One and Paise Seventy Six Only | 38 | 42.99 | 912
62 | Painting with best quality synthetic enamel paint of approved make and brand including smoothening surface by sand papering etc. including using of approved putty etc. on the surface, if necessary :(a) On timber or plastered surface. With super gloss (hi-gloss) -(iv) Two coats (with any shade except white) (A) AT GROUND FLOOR | BI01010001010000000000000515BI0100001173 | 22 | SqM | 91.63 |  |  | Excess(+) | 1 | Full Conversion | INR | [40 empty] | 2015.86 | 2015.86 | INR Two Thousand &Fifteen and Paise Eighty Six Only | 81 | 91.63 | 1782
63 | Painting with best quality synthetic enamel paint of approved make and brand including smoothening surface by sand papering etc. including using of approved putty etc. on the surface, if necessary :(a) On timber or plastered surface. With super gloss (hi-gloss) -(iv) Two coats (with any shade except white) (B) AT FIRST FLOOR | BI01010001010000000000000515BI0100001174 | 22 | SqM | 91.63 |  |  | Excess(+) | 1 | Full Conversion | INR | [40 empty] | 2015.86 | 2015.86 | INR Two Thousand &Fifteen and Paise Eighty Six Only | 81 | 91.63 | 1782
64 | Painting with best quality synthetic enamel paint of approved make and brand including smoothening surface by sand papering etc. including using of approved putty etc. on the surface, if necessary :(a) On timber or plastered surface. With super gloss (hi-gloss) -(iv) Two coats (with any shade except white) (C) AT SECOND FLOOR | BI01010001010000000000000515BI0100001175 | 22 | SqM | 91.63 |  |  | Excess(+) | 1 | Full Conversion | INR | [40 empty] | 2015.86 | 2015.86 | INR Two Thousand &Fifteen and Paise Eighty Six Only | 81 | 91.63 | 1782
65 | Painting with best quality synthetic enamel paint of approved make and brand including smoothening surface by sand papering etc. including using of approved putty etc. on the surface, if necessary :(a) On timber or plastered surface. With super gloss (hi-gloss) -(iv) Two coats (with any shade except white) (D) AT THIRD FLOOR | BI01010001010000000000000515BI0100001176 | 22 | SqM | 91.63 |  |  | Excess(+) | 1 | Full Conversion | INR | [40 empty] | 2015.86 | 2015.86 | INR Two Thousand &Fifteen and Paise Eighty Six Only | 81 | 91.63 | 1782
66 | 18 mm. to 22 mm. thick, kota stone slab set in 20 mm thick (avg) cement mortar (1:4) in floor, stair & lobby including pointing in cement slurry with admixture of pigment matching the stone shade, including grinding & polishing as per direction of Engineer - in - charge to match with the existing work. [Slurry for bedding @ 4.4 kg/Sq.m and pointing @2.0 kg/Sq.m] (A) AT GROUND FLOOR | BI01010001010000000000000515BI0100001177 | 102 | SqM | 1144.77 |  |  | Excess(+) | 1 | Full Conversion | INR | [40 empty] | 116766.54 | 116766.54 | INR One Lakh Sixteen Thousand Seven Hundred & Sixty Six and Paise Fifty Four Only | 1012 | 1144.77 | 103224
67 | 18 mm. to 22 mm. thick, kota stone slab set in 20 mm thick (avg) cement mortar (1:4) in floor, stair & lobby including pointing in cement slurry with admixture of pigment matching the stone shade, including grinding & polishing as per direction of Engineer - in - charge to match with the existing work. [Slurry for bedding @ 4.4 kg/Sq.m and pointing @2.0 kg/Sq.m] (B) AT FIRST FLOOR | BI01010001010000000000000515BI0100001178 | 84 | SqM | 1158.35 |  |  | Excess(+) | 1 | Full Conversion | INR | [40 empty] | 97301.4 | 97301.4 | INR Ninety Seven Thousand Three Hundred & One and Paise Forty Only | 1024 | 1158.35 | 86016
68 | 18 mm. to 22 mm. thick, kota stone slab set in 20 mm thick (avg) cement mortar (1:4) in floor, stair & lobby including pointing in cement slurry with admixture of pigment matching the stone shade, including grinding & polishing as per direction of Engineer - in - charge to match with the existing work. [Slurry for bedding @ 4.4 kg/Sq.m and pointing @2.0 kg/Sq.m] (C) AT SECOND FLOOR | BI01010001010000000000000515BI0100001179 | 84 | SqM | 1171.92 |  |  | Excess(+) | 1 | Full Conversion | INR | [40 empty] | 98441.28 | 98441.28 | INR Ninety Eight Thousand Four Hundred & Forty One and Paise Twenty Eight Only | 1036 | 1171.92 | 87024
69 | 18 mm. to 22 mm. thick, kota stone slab set in 20 mm thick (avg) cement mortar (1:4) in floor, stair & lobby including pointing in cement slurry with admixture of pigment matching the stone shade, including grinding & polishing as per direction of Engineer - in - charge to match with the existing work. [Slurry for bedding @ 4.4 kg/Sq.m and pointing @2.0 kg/Sq.m] (D) AT THIRD FLOOR | BI01010001010000000000000515BI0100001180 | 84 | SqM | 1185.5 |  |  | Excess(+) | 1 | Full Conversion | INR | [40 empty] | 99582 | 99582 | INR Ninety Nine Thousand Five Hundred & Eighty Two Only | 1048 | 1185.5 | 88032
70 | Extra cost of labour for pre finish and pre moulded nosing to treads of steps,railing,window sil etc of kota stone. | BI01010001010000000000000515BI0100001181 | 22 | Rm | 253.39 |  |  | Excess(+) | 1 | Full Conversion | INR | [40 empty] | 5574.58 | 5574.58 | INR Five Thousand Five Hundred & Seventy Four and Paise Fifty Eight Only | 224 | 253.39 | 4928
71 | Supplying, fitting and fixing 18 mm. to 22mm. thick kota stone slab in wall, dado in 15mm thick [avg] cement mortar (1:3) includingmaking suitable arrangement to hold thestone properly by brass / copper hooksincluding pointing in cement mortar (1:2) (1cement : 2 marble dust) with admixture ofpigments matching the stone shadeincluding grinding and polishing all completeas per direction of Engineer-in-charge including cost of materials, labour, scaffolding, staging, curing complete.[Using cement slurry for bedding @4.4 kg/Sq.m and for jointing @1.8 kg/Sq.m] (A) AT GROUND FLOOR | BI01010001010000000000000515BI0100001182 | 22 | SqM | 1300.88 |  |  | Excess(+) | 1 | Full Conversion | INR | [40 empty] | 28619.36 | 28619.36 | INR Twenty Eight Thousand Six Hundred & Nineteen and Paise Thirty Six Only | 1150 | 1300.88 | 25300
72 | Supplying, fitting and fixing 18 mm. to 22mm. thick kota stone slab in wall, dado in 15mm thick [avg] cement mortar (1:3) includingmaking suitable arrangement to hold thestone properly by brass / copper hooksincluding pointing in cement mortar (1:2) (1cement : 2 marble dust) with admixture ofpigments matching the stone shadeincluding grinding and polishing all completeas per direction of Engineer-in-charge including cost of materials, labour, scaffolding, staging, curing complete.[Using cement slurry for bedding @4.4 kg/Sq.m and for jointing @1.8 kg/Sq.m] (B) AT FIRST FLOOR | BI01010001010000000000000515BI0100001183 | 18 | SqM | 1314.45 |  |  | Excess(+) | 1 | Full Conversion | INR | [40 empty] | 23660.1 | 23660.1 | INR Twenty Three Thousand Six Hundred & Sixty and Paise Ten Only | 1162 | 1314.45 | 20916
73 | Supplying, fitting and fixing 18 mm. to 22mm. thick kota stone slab in wall, dado in 15mm thick [avg] cement mortar (1:3) includingmaking suitable arrangement to hold thestone properly by brass / copper hooksincluding pointing in cement mortar (1:2) (1cement : 2 marble dust) with admixture ofpigments matching the stone shadeincluding grinding and polishing all completeas per direction of Engineer-in-charge including cost of materials, labour, scaffolding, staging, curing complete.[Using cement slurry for bedding @4.4 kg/Sq.m and for jointing @1.8 kg/Sq.m] (C) AT SECOND FLOOR | BI01010001010000000000000515BI0100001184 | 18 | SqM | 1328.03 |  |  | Excess(+) | 1 | Full Conversion | INR | [40 empty] | 23904.54 | 23904.54 | INR Twenty Three Thousand Nine Hundred & Four and Paise Fifty Four Only | 1174 | 1328.03 | 21132
74 | Supplying, fitting and fixing 18 mm. to 22mm. thick kota stone slab in wall, dado in 15mm thick [avg] cement mortar (1:3) includingmaking suitable arrangement to hold thestone properly by brass / copper hooksincluding pointing in cement mortar (1:2) (1cement : 2 marble dust) with admixture ofpigments matching the stone shadeincluding grinding and polishing all completeas per direction of Engineer-in-charge including cost of materials, labour, scaffolding, staging, curing complete.[Using cement slurry for bedding @4.4 kg/Sq.m and for jointing @1.8 kg/Sq.m] (D) AT THIRD FLOOR | BI01010001010000000000000515BI0100001185 | 18 | SqM | 1341.6 |  |  | Excess(+) | 1 | Full Conversion | INR | [40 empty] | 24148.8 | 24148.8 | INR Twenty Four Thousand One Hundred & Forty Eight and Paise Eighty Only | 1186 | 1341.6 | 21348
75 | Supplying, fitting & fixing 1st quality Ceramic tiles in walls and floors to match with the existing work & 4 nos. of key stones (10mm) fixed with araldite at the back of each tile & finishing the joints with white cement mixed with colouring oxide if required to match the colour of tiles including roughening of concrete surface, if necessary or by synthetic adhesive & grout materials etc. (A) Floor With Sand Cement Mortar (1:4) 20 mm thick & 2 mm thick cement slurry at back side of tiles using cement @ 2.91 Kg/Sq.m & joint filling using white cement slurry @ 0.20kg/Sq.m (b) Area of each tile above 0.09 Sq.m (i) Coloured decorative (A) AT GROUND FLOOR | BI01010001010000000000000515BI0100001186 | 188 | SqM | 1021.47 |  |  | Excess(+) | 1 | Full Conversion | INR | [40 empty] | 192036.36 | 192036.36 | INR One Lakh Ninety Two Thousand &Thirty Six and Paise Thirty Six Only | 903 | 1021.47 | 169764
76 | Supplying, fitting & fixing 1st quality Ceramic tiles in walls and floors to match with the existing work & 4 nos. of key stones (10mm) fixed with araldite at the back of each tile & finishing the joints with white cement mixed with colouring oxide if required to match the colour of tiles including roughening of concrete surface, if necessary or by synthetic adhesive & grout materials etc. (A) Floor With Sand Cement Mortar (1:4) 20 mm thick & 2 mm thick cement slurry at back side of tiles using cement @ 2.91 Kg/Sq.m & joint filling using white cement slurry @ 0.20kg/Sq.m (b) Area of each tile above 0.09 Sq.m (i) Coloured decorative (B) AT FIRST FLOOR | BI01010001010000000000000515BI0100001187 | 188 | SqM | 1027.13 |  |  | Excess(+) | 1 | Full Conversion | INR | [40 empty] | 193100.44 | 193100.44 | INR One Lakh Ninety Three Thousand One Hundred and Paise Forty Four Only | 908 | 1027.13 | 170704
77 | Supplying, fitting & fixing 1st quality Ceramic tiles in walls and floors to match with the existing work & 4 nos. of key stones (10mm) fixed with araldite at the back of each tile & finishing the joints with white cement mixed with colouring oxide if required to match the colour of tiles including roughening of concrete surface, if necessary or by synthetic adhesive & grout materials etc. (A) Floor With Sand Cement Mortar (1:4) 20 mm thick & 2 mm thick cement slurry at back side of tiles using cement @ 2.91 Kg/Sq.m & joint filling using white cement slurry @ 0.20kg/Sq.m (b) Area of each tile above 0.09 Sq.m (i) Coloured decorative (C) AT SECOND FLOOR | BI01010001010000000000000515BI0100001188 | 188 | SqM | 1032.79 |  |  | Excess(+) | 1 | Full Conversion | INR | [40 empty] | 194164.52 | 194164.52 | INR One Lakh Ninety Four Thousand One Hundred & Sixty Four and Paise Fifty Two Only | 913 | 1032.79 | 171644
78 | Supplying, fitting & fixing 1st quality Ceramic tiles in walls and floors to match with the existing work & 4 nos. of key stones (10mm) fixed with araldite at the back of each tile & finishing the joints with white cement mixed with colouring oxide if required to match the colour of tiles including roughening of concrete surface, if necessary or by synthetic adhesive & grout materials etc. (A) Floor With Sand Cement Mortar (1:4) 20 mm thick & 2 mm thick cement slurry at back side of tiles using cement @ 2.91 Kg/Sq.m & joint filling using white cement slurry @ 0.20kg/Sq.m (b) Area of each tile above 0.09 Sq.m (i) Coloured decorative (D) AT THIRD FLOOR | BI01010001010000000000000515BI0100001189 | 188 | SqM | 1038.44 |  |  | Excess(+) | 1 | Full Conversion | INR | [40 empty] | 195226.72 | 195226.72 | INR One Lakh Ninety Five Thousand Two Hundred & Twenty Six and Paise Seventy Two Only | 918 | 1038.44 | 172584
79 | Supplying, fitting & fixing 1st quality Ceramic tiles in walls and floors to match with the existing work & 4 nos. of key stones (10mm) fixed with araldite at the back of each tile & finishing the joints with white cement mixed with colouring oxide if required to match the colour of tiles including roughening of concrete surface, if necessary or by synthetic adhesive & grout materials etc. (A) Floor With Sand Cement Mortar (1:4) 20 mm thick & 2 mm thick cement slurry at back side of tiles using cement @ 2.91 Kg/Sq.m & joint filling using white cement slurry @ 0.20kg/Sq.m (b) Area of each tile upto 0.09 Sq.m (ii) Other than Coloured decorative including white (A) AT GROUND FLOOR | BI01010001010000000000000515BI0100001190 | 52 | SqM | 789.58 |  |  | Excess(+) | 1 | Full Conversion | INR | [40 empty] | 41058.16 | 41058.16 | INR Forty One Thousand &Fifty Eight and Paise Sixteen Only | 698 | 789.58 | 36296
80 | Supplying, fitting & fixing 1st quality Ceramic tiles in walls and floors to match with the existing work & 4 nos. of key stones (10mm) fixed with araldite at the back of each tile & finishing the joints with white cement mixed with colouring oxide if required to match the colour of tiles including roughening of concrete surface, if necessary or by synthetic adhesive & grout materials etc. (A) Floor With Sand Cement Mortar (1:4) 20 mm thick & 2 mm thick cement slurry at back side of tiles using cement @ 2.91 Kg/Sq.m & joint filling using white cement slurry @ 0.20kg/Sq.m (b) Area of each tile upto 0.09 Sq.m (ii) Other than Coloured decorative including white (B) AT FIRST FLOOR | BI01010001010000000000000515BI0100001191 | 52 | SqM | 795.23 |  |  | Excess(+) | 1 | Full Conversion | INR | [40 empty] | 41351.96 | 41351.96 | INR Forty One Thousand Three Hundred & Fifty One and Paise Ninety Six Only | 703 | 795.23 | 36556
81 | Supplying, fitting & fixing 1st quality Ceramic tiles in walls and floors to match with the existing work & 4 nos. of key stones (10mm) fixed with araldite at the back of each tile & finishing the joints with white cement mixed with colouring oxide if required to match the colour of tiles including roughening of concrete surface, if necessary or by synthetic adhesive & grout materials etc. (A) Floor With Sand Cement Mortar (1:4) 20 mm thick & 2 mm thick cement slurry at back side of tiles using cement @ 2.91 Kg/Sq.m & joint filling using white cement slurry @ 0.20kg/Sq.m (b) Area of each tile upto 0.09 Sq.m (ii) Other than Coloured decorative including white (C) AT SECOND FLOOR | BI01010001010000000000000515BI0100001192 | 52 | SqM | 800.89 |  |  | Excess(+) | 1 | Full Conversion | INR | [40 empty] | 41646.28 | 41646.28 | INR Forty One Thousand Six Hundred & Forty Six and Paise Twenty Eight Only | 708 | 800.89 | 36816
82 | Supplying, fitting & fixing 1st quality Ceramic tiles in walls and floors to match with the existing work & 4 nos. of key stones (10mm) fixed with araldite at the back of each tile & finishing the joints with white cement mixed with colouring oxide if required to match the colour of tiles including roughening of concrete surface, if necessary or by synthetic adhesive & grout materials etc. (A) Floor With Sand Cement Mortar (1:4) 20 mm thick & 2 mm thick cement slurry at back side of tiles using cement @ 2.91 Kg/Sq.m & joint filling using white cement slurry @ 0.20kg/Sq.m (b) Area of each tile upto 0.09 Sq.m (ii) Other than Coloured decorative including white (D) AT THIRD FLOOR | BI01010001010000000000000515BI0100001193 | 52 | SqM | 806.55 |  |  | Excess(+) | 1 | Full Conversion | INR | [40 empty] | 41940.6 | 41940.6 | INR Forty One Thousand Nine Hundred & Forty and Paise Sixty Only | 713 | 806.55 | 37076
83 | Supplying, fitting & fixing 1st quality Ceramic tiles in walls and floors to match with the existing work & 4 nos. of key stones (10mm) fixed with araldite at the back of each tile & finishing the joints with white cement mixed with colouring oxide if required to match the colour of tiles including roughening of concrete surface, if necessary or by synthetic adhesive & grout materials etc. (B) Wall With Sand Cement Mortar (1:3) 15 mm thick & 2 mm thick cement slurry at back side of tiles using cement @ 2.91 Kg/Sq.m & joint filling using white cement slurry @ 0.20kg/Sq.m (b) Area of each tile upto 0.09 Sq.m (ii) Other than Coloured decorative including white (A) AT GROUND FLOOR | BI01010001010000000000000515BI0100001194 | 58 | SqM | 795.23 |  |  | Excess(+) | 1 | Full Conversion | INR | [40 empty] | 46123.34 | 46123.34 | INR Forty Six Thousand One Hundred & Twenty Three and Paise Thirty Four Only | 703 | 795.23 | 40774
84 | Supplying, fitting & fixing 1st quality Ceramic tiles in walls and floors to match with the existing work & 4 nos. of key stones (10mm) fixed with araldite at the back of each tile & finishing the joints with white cement mixed with colouring oxide if required to match the colour of tiles including roughening of concrete surface, if necessary or by synthetic adhesive & grout materials etc. (B) Wall With Sand Cement Mortar (1:3) 15 mm thick & 2 mm thick cement slurry at back side of tiles using cement @ 2.91 Kg/Sq.m & joint filling using white cement slurry @ 0.20kg/Sq.m (b) Area of each tile upto 0.09 Sq.m (ii) Other than Coloured decorative including white (B) AT FIRST FLOOR | BI01010001010000000000000515BI0100001195 | 58 | SqM | 800.89 |  |  | Excess(+) | 1 | Full Conversion | INR | [40 empty] | 46451.62 | 46451.62 | INR Forty Six Thousand Four Hundred & Fifty One and Paise Sixty Two Only | 708 | 800.89 | 41064
85 | Supplying, fitting & fixing 1st quality Ceramic tiles in walls and floors to match with the existing work & 4 nos. of key stones (10mm) fixed with araldite at the back of each tile & finishing the joints with white cement mixed with colouring oxide if required to match the colour of tiles including roughening of concrete surface, if necessary or by synthetic adhesive & grout materials etc. (B) Wall With Sand Cement Mortar (1:3) 15 mm thick & 2 mm thick cement slurry at back side of tiles using cement @ 2.91 Kg/Sq.m & joint filling using white cement slurry @ 0.20kg/Sq.m (b) Area of each tile upto 0.09 Sq.m (ii) Other than Coloured decorative including white (C) AT SECOND FLOOR | BI01010001010000000000000515BI0100001196 | 58 | SqM | 806.55 |  |  | Excess(+) | 1 | Full Conversion | INR | [40 empty] | 46779.9 | 46779.9 | INR Forty Six Thousand Seven Hundred & Seventy Nine and Paise Ninety Only | 713 | 806.55 | 41354
86 | Supplying, fitting & fixing 1st quality Ceramic tiles in walls and floors to match with the existing work & 4 nos. of key stones (10mm) fixed with araldite at the back of each tile & finishing the joints with white cement mixed with colouring oxide if required to match the colour of tiles including roughening of concrete surface, if necessary or by synthetic adhesive & grout materials etc. (B) Wall With Sand Cement Mortar (1:3) 15 mm thick & 2 mm thick cement slurry at back side of tiles using cement @ 2.91 Kg/Sq.m & joint filling using white cement slurry @ 0.20kg/Sq.m (b) Area of each tile upto 0.09 Sq.m (ii) Other than Coloured decorative including white (D) AT THIRD FLOOR | BI01010001010000000000000515BI0100001197 | 58 | SqM | 812.2 |  |  | Excess(+) | 1 | Full Conversion | INR | [40 empty] | 47107.6 | 47107.6 | INR Forty Seven Thousand One Hundred & Seven and Paise Sixty Only | 718 | 812.2 | 41644
87 | Supplying, fitting and fixing Black Stone slab used in Kitchen slab, alcove, wardrobe etc. laid and jointed with necessary adhesive Cement mortar (1:2) including grinding or polishing as per direction of Engineer-in -Charge in Ground Floor.(a) Slab Thickness 20 to 25 mm (A) AT GROUND FLOOR | BI01010001010000000000000515BI0100001198 | 6 | Sq.M | 727.36 |  |  | Excess(+) | 1 | Full Conversion | INR | [40 empty] | 4364.16 | 4364.16 | INR Four Thousand Three Hundred & Sixty Four and Paise Sixteen Only | 643 | 727.36 | 3858
88 | Wood work in door and window frame fitted and fixed in position complete including a protective coat of painting at the contact surface of the frame exluding cost of concrete, Iron Butt Hinges and M.S clamps. (The quantum should be correted upto three decimals). (c) Sal : Siliguri. (A) AT GROUND FLOOR | BI01010001010000000000000515BI0100001199 | 0.5 | CuM. | 92686 |  |  | Excess(+) | 1 | Full Conversion | INR | [40 empty] | 46343 | 46343 | INR Forty Six Thousand Three Hundred & Forty Three Only | 81936 | 92686 | 40968
89 | Wood work in door and window frame fitted and fixed in position complete including a protective coat of painting at the contact surface of the frame exluding cost of concrete, Iron Butt Hinges and M.S clamps. (The quantum should be correted upto three decimals). (c) Sal : Siliguri. (B) AT FIRST FLOOR | BI01010001010000000000000515BI0100001200 | 0.5 | CuM. | 92912.24 |  |  | Excess(+) | 1 | Full Conversion | INR | [40 empty] | 46456.12 | 46456.12 | INR Forty Six Thousand Four Hundred & Fifty Six and Paise Twelve Only | 82136 | 92912.24 | 41068
90 | Wood work in door and window frame fitted and fixed in position complete including a protective coat of painting at the contact surface of the frame exluding cost of concrete, Iron Butt Hinges and M.S clamps. (The quantum should be correted upto three decimals). (c) Sal : Siliguri. (C) AT SECOND FLOOR | BI01010001010000000000000515BI0100001201 | 0.5 | CuM. | 93138.48 |  |  | Excess(+) | 1 | Full Conversion | INR | [40 empty] | 46569.24 | 46569.24 | INR Forty Six Thousand Five Hundred & Sixty Nine and Paise Twenty Four Only | 82336 | 93138.48 | 41168
91 | Wood work in door and window frame fitted and fixed in position complete including a protective coat of painting at the contact surface of the frame exluding cost of concrete, Iron Butt Hinges and M.S clamps. (The quantum should be correted upto three decimals). (c) Sal : Siliguri. (D) AT THIRD FLOOR | BI01010001010000000000000515BI0100001202 | 0.5 | CuM. | 93364.72 |  |  | Excess(+) | 1 | Full Conversion | INR | [40 empty] | 46682.36 | 46682.36 | INR Forty Six Thousand Six Hundred & Eighty Two and Paise Thirty Six Only | 82536 | 93364.72 | 41268
92 | M.S.or W.I. Ornamental grill of approved design joints continuously welded with M.S, W.I. Flats and bars of windows, railing etc. fitted and fixed with necessary screws and lugs in ground floor. (ii) Grill weighing above 10 Kg./sq.mtr and up to 16 Kg./sq. mtr (A) AT GROUND FLOOR | BI01010001010000000000000515BI0100001203 | 0.6 | Qntl | 11335.76 |  |  | Excess(+) | 1 | Full Conversion | INR | [40 empty] | 6801.46 | 6801.46 | INR Six Thousand Eight Hundred & One and Paise Forty Six Only | 10021 | 11335.76 | 6012.6
93 | M.S.or W.I. Ornamental grill of approved design joints continuously welded with M.S, W.I. Flats and bars of windows, railing etc. fitted and fixed with necessary screws and lugs in ground floor. (ii) Grill weighing above 10 Kg./sq.mtr and up to 16 Kg./sq. mtr (B) AT FIRST FLOOR | BI01010001010000000000000515BI0100001204 | 0.6 | Qntl | 11449.11 |  |  | Excess(+) | 1 | Full Conversion | INR | [40 empty] | 6869.47 | 6869.47 | INR Six Thousand Eight Hundred & Sixty Nine and Paise Forty Seven Only | 10121.21 | 11449.11 | 6072.73
94 | M.S.or W.I. Ornamental grill of approved design joints continuously welded with M.S, W.I. Flats and bars of windows, railing etc. fitted and fixed with necessary screws and lugs in ground floor. (ii) Grill weighing above 10 Kg./sq.mtr and up to 16 Kg./sq. mtr (C) AT SECOND FLOOR | BI01010001010000000000000515BI0100001205 | 0.6 | Qntl | 11563.6 |  |  | Excess(+) | 1 | Full Conversion | INR | [40 empty] | 6938.16 | 6938.16 | INR Six Thousand Nine Hundred & Thirty Eight and Paise Sixteen Only | 10222.42 | 11563.6 | 6133.45
95 | M.S.or W.I. Ornamental grill of approved design joints continuously welded with M.S, W.I. Flats and bars of windows, railing etc. fitted and fixed with necessary screws and lugs in ground floor. (ii) Grill weighing above 10 Kg./sq.mtr and up to 16 Kg./sq. mtr (D) AT THIRD FLOOR | BI01010001010000000000000515BI0100001206 | 0.6 | Qntl | 11679.24 |  |  | Excess(+) | 1 | Full Conversion | INR | [40 empty] | 7007.54 | 7007.54 | INR Seven Thousand &Seven and Paise Fifty Four Only | 10324.65 | 11679.24 | 6194.79
96 | Anodised aliminium D-type handle of approved quality manufactured from extruded section conforming to I.S. specification (I.S. 230/72) fitted and fixed complete:(a) With continuous plate base (Hexagonal / Round rod) (v) 125 mm grip x 12 mm dia rod. | BI01010001010000000000000515BI0100001207 | 36 | Each | 116.51 |  |  | Excess(+) | 1 | Full Conversion | INR | [40 empty] | 4194.36 | 4194.36 | INR Four Thousand One Hundred & Ninety Four and Paise Thirty Six Only | 103 | 116.51 | 3708
97 | Supplying, fitting and fixing M.S. clamps for door and window frame made of flat bent bar, end bifurcated with necessary screws etc. by cement concrete(1:2:4) as per direction. (Cost of concrete will be paid separately). 40mm X 6mm, 250mm Length | BI01010001010000000000000515BI0100001208 | 10 | Each | 32.8 |  |  | Excess(+) | 1 | Full Conversion | INR | [40 empty] | 328 | 328 | INR Three Hundred & Twenty Eight Only | 29 | 32.8 | 290
98 | Iron butt hinges of approved quality fitted and fixed with steel screws, with ISI mark 100mm X 50mm X 1.25mm | BI01010001010000000000000515BI0100001209 | 144 | Each | 48.64 |  |  | Excess(+) | 1 | Full Conversion | INR | [40 empty] | 7004.16 | 7004.16 | INR Seven Thousand &Four and Paise Sixteen Only | 43 | 48.64 | 6192
99 | Iron hasp bolt of approved quality fitted and fixed complete (oxidised) with 16mm dia rod with centre bolt and round fitting. 250mm long. | BI01010001010000000000000515BI0100001210 | 36 | Each | 179.86 |  |  | Excess(+) | 1 | Full Conversion | INR | [40 empty] | 6474.96 | 6474.96 | INR Six Thousand Four Hundred & Seventy Four and Paise Ninety Six Only | 159 | 179.86 | 5724
100 | Door stopper.(Brass) | BI01010001010000000000000515BI0100001211 | 2 | Each | 132.35 |  |  | Excess(+) | 1 | Full Conversion | INR | [40 empty] | 264.7 | 264.7 | INR Two Hundred & Sixty Four and Paise Seventy Only | 117 | 132.35 | 234
101 | Supplying 'Godrej' mortice lock chromium plated with keys 6 levers including fitting & fixing complete | BI01010001010000000000000515BI0100001212 | 2 | Each | 2210.36 |  |  | Excess(+) | 1 | Full Conversion | INR | [40 empty] | 4420.72 | 4420.72 | INR Four Thousand Four Hundred & Twenty and Paise Seventy Two Only | 1954 | 2210.36 | 3908
102 | Anodised aluminium barrel / tower /socket bolt (full covered) of approved manufractured from extructed section conforming to I.S. 204/74 fitted with cadmium plated screws. 200mm long x 10mm dia. bolt. | BI01010001010000000000000515BI0100001213 | 36 | Each | 88.23 |  |  | Excess(+) | 1 | Full Conversion | INR | [40 empty] | 3176.28 | 3176.28 | INR Three Thousand One Hundred & Seventy Six and Paise Twenty Eight Only | 78 | 88.23 | 2808
103 | Supplying bubble free float glass of approved make and brand conforming to IS: 2835-1987. ii) 4mm thick coloured / tinted / smoke glass. | BI01010001010000000000000515BI0100001214 | 44 | SqM. | 529.4 |  |  | Excess(+) | 1 | Full Conversion | INR | [40 empty] | 23293.6 | 23293.6 | INR Twenty Three Thousand Two Hundred & Ninety Three and Paise Sixty Only | 468 | 529.4 | 20592
104 | Taking out shutter of door and window, dismantling by parts (for repair or replacement of damaged parts) , reassembling and refitting and rehanging same with old fittings but with new screws as necessary. (Where different parts of same shutter are renewed under different item, payment under item 73 will be made once only). | BI01010001010000000000000515BI0100001215 | 92 | Sq.M | 142.53 |  |  | Excess(+) | 1 | Full Conversion | INR | [40 empty] | 13112.76 | 13112.76 | INR Thirteen Thousand One Hundred & Twelve and Paise Seventy Six Only | 126 | 142.53 | 11592
105 | Reparing collapsible gate by cutting out all rivets as necessary reassambling all members including welding pieces of channels, sraightening bent bars and rivetting with new rivets and fitting in position and painting two coats | BI01010001010000000000000515BI0100001216 | 16 | Sqm | 428.72 |  |  | Excess(+) | 1 | Full Conversion | INR | [40 empty] | 6859.52 | 6859.52 | INR Six Thousand Eight Hundred & Fifty Nine and Paise Fifty Two Only | 379 | 428.72 | 6064
106 | Easing and oiling, cleaning collapsible gate and repairing to locking arrangements. | BI01010001010000000000000515BI0100001217 | 17.4 | Sqm | 19.23 |  |  | Excess(+) | 1 | Full Conversion | INR | [40 empty] | 334.6 | 334.6 | INR Three Hundred & Thirty Four and Paise Sixty Only | 17 | 19.23 | 295.8
107 | Renewing 125mm long wooden buffer block (With Sal:Siliguri) | BI01010001010000000000000515BI0100001218 | 70 | Each | 61.08 |  |  | Excess(+) | 1 | Full Conversion | INR | [40 empty] | 4275.6 | 4275.6 | INR Four Thousand Two Hundred & Seventy Five and Paise Sixty Only | 54 | 61.08 | 3780
108 | Labour for dismantling G.I. pipe with fittings. (ix) 100 mm | BI01010001010000000000000515BI0100001219 | 130 | Mtr. | 12.44 |  |  | Excess(+) | 1 | Full Conversion | INR | [40 empty] | 1617.2 | 1617.2 | INR One Thousand Six Hundred & Seventeen and Paise Twenty Only | 11 | 12.44 | 1430
109 | Dismantling wash basin with brackets with or without waste fittings. | BI01010001010000000000000515BI0100001220 | 10 | each | 39.59 |  |  | Excess(+) | 1 | Full Conversion | INR | [40 empty] | 395.9 | 395.9 | INR Three Hundred & Ninety Five and Paise Ninety Only | 35 | 39.59 | 350
110 | Dismantling sink with brackets with or without waste fittings. (i) Upto 450 mm length | BI01010001010000000000000515BI0100001221 | 4 | each | 45.25 |  |  | Excess(+) | 1 | Full Conversion | INR | [40 empty] | 181 | 181 | INR One Hundred & Eighty One Only | 40 | 45.25 | 160
111 | Dismantling Orissa pattern W.C. including taking out of base concrete, if necessary, complete | BI01010001010000000000000515BI0100001222 | 24 | each | 50.9 |  |  | Excess(+) | 1 | Full Conversion | INR | [40 empty] | 1221.6 | 1221.6 | INR One Thousand Two Hundred & Twenty One and Paise Sixty Only | 45 | 50.9 | 1080
112 | Dismantling urinal. | BI01010001010000000000000515BI0100001223 | 10 | each | 37.33 |  |  | Excess(+) | 1 | Full Conversion | INR | [40 empty] | 373.3 | 373.3 | INR Three Hundred & Seventy Three and Paise Thirty Only | 33 | 37.33 | 330
113 | Supplying, fitting and fixing Orissa pattern water closet in white glazed vitreous chinaware of approved make in position complete excluding 'P' or 'S' trap (excluding cost of concrete for fixing). (i) 580 mm X 440 mm | BI01010001010000000000000515BI0100001224 | 24 | Each | 1824.63 |  |  | Excess(+) | 1 | Full Conversion | INR | [40 empty] | 43791.12 | 43791.12 | INR Forty Three Thousand Seven Hundred & Ninety One and Paise Twelve Only | 1613 | 1824.63 | 38712
114 | Supplying, fitting and fixing PVC pipes of approved makeof (medium duty) conforming to ASTMD - 1785 and threaded to match with GI Pipes as per IS : 1239 (Part - I). with all necessary accessories, specials viz. socket, bend, tee, union, cross, elbo, nipple, longscrew, reducing socket, reducing tee, short piece etc. fitted with holder bats clamps, including cutting pipes, making threads,fitting, fixing etc. complete in all respect including cost of all necessary fittings as required,jointing materials and two coats of painting with approved paint in any position above ground. (Payment will be made on the centre line measurements of total pipe line including all specials. No separate payment will be made for accesories, specials. Payment for painting will be made seperately) Supreem made (a) For Exposed Work -- PVC Pipes (Dia) 40 mm | BI01010001010000000000000515BI0100001225 | 80 | Mtr. | 330.31 |  |  | Excess(+) | 1 | Full Conversion | INR | [40 empty] | 26424.8 | 26424.8 | INR Twenty Six Thousand Four Hundred & Twenty Four and Paise Eighty Only | 292 | 330.31 | 23360
115 | Supplying, fitting and fixing PVC pipes of approved makeof (medium duty) conforming to ASTMD - 1785 and threaded to match with GI Pipes as per IS : 1239 (Part - I). with all necessary accessories, specials viz. socket, bend, tee, union, cross, elbo, nipple, longscrew, reducing socket, reducing tee, short piece etc. fitted with holder bats clamps, including cutting pipes, making threads,fitting, fixing etc. complete in all respect including cost of all necessary fittings as required,jointing materials and two coats of painting with approved paint in any position above ground. (Payment will be made on the centre line measurements of total pipe line including all specials. No separate payment will be made for accesories, specials. Payment for painting will be made seperately) Supreem made (a) For Exposed Work -- PVC Pipes (Dia) 32 mm | BI01010001010000000000000515BI0100001226 | 80 | Mtr. | 266.96 |  |  | Excess(+) | 1 | Full Conversion | INR | [40 empty] | 21356.8 | 21356.8 | INR Twenty One Thousand Three Hundred & Fifty Six and Paise Eighty Only | 236 | 266.96 | 18880
116 | Supplying, fitting and fixing PVC pipes of approved makeof (medium duty) conforming to ASTMD - 1785 and threaded to match with GI Pipes as per IS : 1239 (Part - I). with all necessary accessories, specials viz. socket, bend, tee, union, cross, elbo, nipple, longscrew, reducing socket, reducing tee, short piece etc. fitted with holder bats clamps, including cutting pipes, making threads,fitting, fixing etc. complete in all respect including cost of all necessary fittings as required,jointing materials and two coats of painting with approved paint in any position above ground. (Payment will be made on the centre line measurements of total pipe line including all specials. No separate payment will be made for accesories, specials. Payment for painting will be made seperately) Supreem made (a) For Exposed Work -- PVC Pipes (Dia) 25 mm | BI01010001010000000000000515BI0100001227 | 80 | Mtr. | 200.22 |  |  | Excess(+) | 1 | Full Conversion | INR | [40 empty] | 16017.6 | 16017.6 | INR Sixteen Thousand &Seventeen and Paise Sixty Only | 177 | 200.22 | 14160
117 | Supplying, fitting and fixing PVC pipes of approved makeof (medium duty) conforming to ASTMD - 1785 and threaded to match with GI Pipes as per IS : 1239 (Part - I). with all necessary accessories, specials viz. socket, bend, tee, union, cross, elbo, nipple, longscrew, reducing socket, reducing tee, short piece etc. fitted with holder bats clamps, including cutting pipes, making threads,fitting, fixing etc. complete in all respect including cost of all necessary fittings as required,jointing materials and two coats of painting with approved paint in any position above ground. (Payment will be made on the centre line measurements of total pipe line including all specials. No separate payment will be made for accesories, specials. Payment for painting will be made seperately) Supreem made (a) For Concealed work 15 mm | BI01010001010000000000000515BI0100001228 | 80 | Mtr. | 154.97 |  |  | Excess(+) | 1 | Full Conversion | INR | [40 empty] | 12397.6 | 12397.6 | INR Twelve Thousand Three Hundred & Ninety Seven and Paise Sixty Only | 137 | 154.97 | 10960
118 | Supplying, fitting and fixing PVC pipes of approved makeof (medium duty) conforming to ASTMD - 1785 and threaded to match with GI Pipes as per IS : 1239 (Part - I). with all necessary accessories, specials viz. socket, bend, tee, union, cross, elbo, nipple, longscrew, reducing socket, reducing tee, short piece etc. fitted with holder bats clamps, including cutting pipes, making threads,fitting, fixing etc. complete in all respect including cost of all necessary fittings as required,jointing materials and two coats of painting with approved paint in any position above ground. (Payment will be made on the centre line measurements of total pipe line including all specials. No separate payment will be made for accesories, specials. Payment for painting will be made seperately) Supreem made (a) For Concealed work 20 mm | BI01010001010000000000000515BI0100001229 | 70 | Mtr. | 178.73 |  |  | Excess(+) | 1 | Full Conversion | INR | [40 empty] | 12511.1 | 12511.1 | INR Twelve Thousand Five Hundred & Eleven and Paise Ten Only | 158 | 178.73 | 11060
119 | Supplying, fitting and fixing Peet's valve fullway gunmetal standard pattern best quality of approved brand bearing I.S.I. marking with fittings (tested to 21 kg per sq. cm.). 40mm mm dia | BI01010001010000000000000515BI0100001230 | 8 | Each | 1861.96 |  |  | Excess(+) | 1 | Full Conversion | INR | [40 empty] | 14895.68 | 14895.68 | INR Fourteen Thousand Eight Hundred & Ninety Five and Paise Sixty Eight Only | 1646 | 1861.96 | 13168
120 | Supplying, fitting and fixing Peet's valve fullway gunmetal standard pattern best quality of approved brand bearing I.S.I. marking with fittings (tested to 21 kg per sq. cm.). 32 mm mm dia | BI01010001010000000000000515BI0100001231 | 10 | Each | 1423.05 |  |  | Excess(+) | 1 | Full Conversion | INR | [40 empty] | 14230.5 | 14230.5 | INR Fourteen Thousand Two Hundred & Thirty and Paise Fifty Only | 1258 | 1423.05 | 12580
121 | Supplying, fitting and fixing Peet's valve fullway gunmetal standard pattern best quality of approved brand bearing I.S.I. marking with fittings (tested to 21 kg per sq. cm.). 25 mm mm dia | BI01010001010000000000000515BI0100001232 | 10 | Each | 1031.65 |  |  | Excess(+) | 1 | Full Conversion | INR | [40 empty] | 10316.5 | 10316.5 | INR Ten Thousand Three Hundred & Sixteen and Paise Fifty Only | 912 | 1031.65 | 9120
122 | Supply of UPVC pipes (B Type) and fittings conforming to IS-13592-1992 (A) (i) Single Socketed 3 Mtr. Length b) 110 mm | BI01010001010000000000000515BI0100001233 | 120 | Mtr. | 330.31 |  |  | Excess(+) | 1 | Full Conversion | INR | [40 empty] | 39637.2 | 39637.2 | INR Thirty Nine Thousand Six Hundred & Thirty Seven and Paise Twenty Only | 292 | 330.31 | 35040
123 | Supply of UPVC pipes (B Type) and fittings conforming to IS-13592-1992 (B) Fittings (110 MM) (ii) Door Tee | BI01010001010000000000000515BI0100001234 | 20 | Each | 220.58 |  |  | Excess(+) | 1 | Full Conversion | INR | [40 empty] | 4411.6 | 4411.6 | INR Four Thousand Four Hundred & Eleven and Paise Sixty Only | 195 | 220.58 | 3900
124 | Supply of UPVC pipes (B Type) and fittings conforming to IS-13592-1992 (B) Fittings (110 MM) (iv) Door Bend T.S | BI01010001010000000000000515BI0100001235 | 20 | Each | 166.29 |  |  | Excess(+) | 1 | Full Conversion | INR | [40 empty] | 3325.8 | 3325.8 | INR Three Thousand Three Hundred & Twenty Five and Paise Eighty Only | 147 | 166.29 | 2940
125 | Supply of UPVC pipes (B Type) and fittings conforming to IS-13592-1992 (B) Fittings (110 MM) (v) Plain Tee | BI01010001010000000000000515BI0100001236 | 20 | Each | 96.15 |  |  | Excess(+) | 1 | Full Conversion | INR | [40 empty] | 1923 | 1923 | INR One Thousand Nine Hundred & Twenty Three Only | 85 | 96.15 | 1700
126 | Supply of UPVC pipes (B Type) and fittings conforming to IS-13592-1992 (B) Fittings (110 MM) (vii) Pipe Clip | BI01010001010000000000000515BI0100001237 | 30 | Each | 23.76 |  |  | Excess(+) | 1 | Full Conversion | INR | [40 empty] | 712.8 | 712.8 | INR Seven Hundred & Twelve and Paise Eighty Only | 21 | 23.76 | 630
127 | Supply of UPVC pipes (B Type) and fittings conforming to IS-13592-1992 (B) Fittings (110 MM) (vii) Vent Cowl | BI01010001010000000000000515BI0100001238 | 4 | Each | 37.33 |  |  | Excess(+) | 1 | Full Conversion | INR | [40 empty] | 149.32 | 149.32 | INR One Hundred & Forty Nine and Paise Thirty Two Only | 33 | 37.33 | 132
128 | Labour for fitting and fixing U.P.V.C piupes for above ground work including cost of joining materials etc. fitting and fixing all necessary specials, cutting pipes,cutting holes in walls or R.C floor where necessary and mending good all damages excluding the cost of masonry or concrete work, if necessary but including the cost and fitting and fixing holder bat clamps (any floor) or for underground work including cutting trenches upto 1.5 mtr. and refilling the same complete as per direction of the Engineer - in - Charge.(payment will be made on centre line measurment of the total pipe line including specials) (A) Above ground (ii) 110 mm | BI01010001010000000000000515BI0100001239 | 120 | Mtr. | 64.48 |  |  | Excess(+) | 1 | Full Conversion | INR | [40 empty] | 7737.6 | 7737.6 | INR Seven Thousand Seven Hundred & Thirty Seven and Paise Sixty Only | 57 | 64.48 | 6840
129 | Labour for fitting and fixing U.P.V.C piupes for above ground work including cost of joining materials etc. fitting and fixing all necessary specials, cutting pipes,cutting holes in walls or R.C floor where necessary and mending good all damages excluding the cost of masonry or concrete work, if necessary but including the cost and fitting and fixing holder bat clamps (any floor) or for underground work including cutting trenches upto 1.5 mtr. and refilling the same complete as per direction of the Engineer - in - Charge.(payment will be made on centre line measurment of the total pipe line including specials) (B) Below Ground (ii) 110 mm | BI01010001010000000000000515BI0100001240 | 80 | Mtr. | 95.02 |  |  | Excess(+) | 1 | Full Conversion | INR | [40 empty] | 7601.6 | 7601.6 | INR Seven Thousand Six Hundred & One and Paise Sixty Only | 84 | 95.02 | 6720
130 | Supplying, fitting and fixing Flat back urinal (half stall urinal) in white vitreous chinaware of approved make in position with brass screws on 75 mm X 75 mm X 75 mm wooden blocks complete. 635 mm X 395 mm X 420 mm | BI01010001010000000000000515BI0100001241 | 20 | Each | 3245.41 |  |  | Excess(+) | 1 | Full Conversion | INR | [40 empty] | 64908.2 | 64908.2 | INR Sixty Four Thousand Nine Hundred & Eight and Paise Twenty Only | 2869 | 3245.41 | 57380
131 | Supplying, fitting and fixing porcelain partition wall of approved make of size 618 mm X 310 mm complete in all respect. | BI01010001010000000000000515BI0100001242 | 22 | Each | 1280.52 |  |  | Excess(+) | 1 | Full Conversion | INR | [40 empty] | 28171.44 | 28171.44 | INR Twenty Eight Thousand One Hundred & Seventy One and Paise Forty Four Only | 1132 | 1280.52 | 24904
132 | Supplying, fitting and fixing stainless steel sink complete with waste fittings and two coats of painting of C.I. brackets. (ii) 630 mm X 550 mm X 180 mm | BI01010001010000000000000515BI0100001243 | 4 | Each | 4284.99 |  |  | Excess(+) | 1 | Full Conversion | INR | [40 empty] | 17139.96 | 17139.96 | INR Seventeen Thousand One Hundred & Thirty Nine and Paise Ninety Six Only | 3788 | 4284.99 | 15152
133 | Supplying, fitting and fixing white vitreous china best quality approved make wash basin with C.I. brackets on 75 mm X 75 mm wooden blocks, C.P. waste fittings of 32 mm dia., one approved quality brass C.P. pillar cock of 15 mm dia., C.P. chain with rubber plug of 32 mm dia., approved quality P.V.C. waste pipe with C.P. nut 32 mm dia., 900 mm long approved quality P.V.C. connection pipe with heavy brass C.P. nut including mending good all damages and painting the brackets with two coats of approved paint. (iii) 630 mm X 450 mm size | BI01010001010000000000000515BI0100001244 | 10 | Each | 3687.71 |  |  | Excess(+) | 1 | Full Conversion | INR | [40 empty] | 36877.1 | 36877.1 | INR Thirty Six Thousand Eight Hundred & Seventy Seven and Paise Ten Only | 3260 | 3687.71 | 32600
134 | Supplying, fitting and fixing pedestal of approved make for wash basin (white) | BI01010001010000000000000515BI0100001245 | 10 | Each | 1693.41 |  |  | Excess(+) | 1 | Full Conversion | INR | [40 empty] | 16934.1 | 16934.1 | INR Sixteen Thousand Nine Hundred & Thirty Four and Paise Ten Only | 1497 | 1693.41 | 14970
135 | Supplying, fitting and fixing approved brand 32 mm dia. P.V.C. waste pipe, with coupling at one end fitted with necessary clamps. 1050 mm long | BI01010001010000000000000515BI0100001246 | 48 | Each | 102.94 |  |  | Excess(+) | 1 | Full Conversion | INR | [40 empty] | 4941.12 | 4941.12 | INR Four Thousand Nine Hundred & Forty One and Paise Twelve Only | 91 | 102.94 | 4368
136 | Supplying,fitting and fixing approved brand P.V.C. CONNECTOR white flexible, with both ends coupling with heavy brass C.P. nut, 15 mm dia. (iii) 600 mm long | BI01010001010000000000000515BI0100001247 | 48 | Each | 121.04 |  |  | Excess(+) | 1 | Full Conversion | INR | [40 empty] | 5809.92 | 5809.92 | INR Five Thousand Eight Hundred & Nine and Paise Ninety Two Only | 107 | 121.04 | 5136
137 | Supplying, fitting and fixing pillar cock of approved a) (ii) CP Pillar Cock Super Deluxe with Aerator - 15 mm. (Equivalent to Code No. 508 & Model No. Tropical / Sumthing Special of ESSCO or similar brand). | BI01010001010000000000000515BI0100001248 | 20 | Each | 669.67 |  |  | Excess(+) | 1 | Full Conversion | INR | [40 empty] | 13393.4 | 13393.4 | INR Thirteen Thousand Three Hundred & Ninety Three and Paise Forty Only | 592 | 669.67 | 11840
138 | Supplying, fitting and fixing towel rail with two brackets. (a) (ii)C.P. over brass (iii) 25 mm dia. and 750 mm long | BI01010001010000000000000515BI0100001249 | 48 | Each | 537.32 |  |  | Excess(+) | 1 | Full Conversion | INR | [40 empty] | 25791.36 | 25791.36 | INR Twenty Five Thousand Seven Hundred & Ninety One and Paise Thirty Six Only | 475 | 537.32 | 22800
139 | Supplying, fitting and fixing liquid soap container.(c) Fibre glass. | BI01010001010000000000000515BI0100001250 | 48 | Each | 212.67 |  |  | Excess(+) | 1 | Full Conversion | INR | [40 empty] | 10208.16 | 10208.16 | INR Ten Thousand Two Hundred & Eight and Paise Sixteen Only | 188 | 212.67 | 9024
140 | Supplying, fitting and fixing best quality Indian make mirror 5.5 mm thick with silvering as per I.S.I. specifications supported on fibre glass frame of any colour, frame size 550 mm X 400 mm | BI01010001010000000000000515BI0100001251 | 20 | Each | 693.43 |  |  | Excess(+) | 1 | Full Conversion | INR | [40 empty] | 13868.6 | 13868.6 | INR Thirteen Thousand Eight Hundred & Sixty Eight and Paise Sixty Only | 613 | 693.43 | 12260
141 | Supplying, fitting and fixing bib cock or stop cock. Chromium plated Bib Cock (angular shape with wall flange) (Equivalent to Code No. 5037 & Model - Florentine of Jaquar or similar brand). | BI01010001010000000000000515BI0100001252 | 48 | Each | 973.96 |  |  | Excess(+) | 1 | Full Conversion | INR | [40 empty] | 46750.08 | 46750.08 | INR Forty Six Thousand Seven Hundred & Fifty and Paise Eight Only | 861 | 973.96 | 41328
142 | Supplying, fitting and fixing bib cock or stop cock. Chromium plated angular Stop Cock with wall flange (Equivalent to Code No. 5053 & Model - Florentine of Jaquar or similar brand). | BI01010001010000000000000515BI0100001253 | 38 | Each | 921.93 |  |  | Excess(+) | 1 | Full Conversion | INR | [40 empty] | 35033.34 | 35033.34 | INR Thirty Five Thousand &Thirty Three and Paise Thirty Four Only | 815 | 921.93 | 30970
143 | Supplying, fitting and fixing shower of approved brand and make. Chromium plated Hand shower with Flexible Tube & fittings(Equivalent to Code No. Hsh-1937 & (Equivalent to Code No. 5037 & Model - Florentine of Jaquar or similar).). | BI01010001010000000000000515BI0100001254 | 48 | Each | 2703.57 |  |  | Excess(+) | 1 | Full Conversion | INR | [40 empty] | 129771.36 | 129771.36 | INR One Lakh Twenty Nine Thousand Seven Hundred & Seventy One and Paise Thirty Six Only | 2390 | 2703.57 | 114720
144 | Supplying, fitting and fixing shower of approved brand and make. Chromium plated round shower with revolving joint 100 mm dia with rubid cleaning system (Equivalent to Code No. 542(N) & Model - Tropical / Sumthing Special of ESSCO or similar brand). | BI01010001010000000000000515BI0100001255 | 48 | Each | 511.3 |  |  | Excess(+) | 1 | Full Conversion | INR | [40 empty] | 24542.4 | 24542.4 | INR Twenty Four Thousand Five Hundred & Forty Two and Paise Forty Only | 452 | 511.3 | 21696
145 | Supplying, fitting and fixing C.I. round grating. (ii) 150 mm | BI01010001010000000000000515BI0100001256 | 24 | Each | 96.15 |  |  | Excess(+) | 1 | Full Conversion | INR | [40 empty] | 2307.6 | 2307.6 | INR Two Thousand Three Hundred & Seven and Paise Sixty Only | 85 | 96.15 | 2040
146 | Supplying, fitting and fixing C.I. square jalli. (ii) 150 mm | BI01010001010000000000000515BI0100001257 | 10 | Each | 115.38 |  |  | Excess(+) | 1 | Full Conversion | INR | [40 empty] | 1153.8 | 1153.8 | INR One Thousand One Hundred & Fifty Three and Paise Eighty Only | 102 | 115.38 | 1020
147 | Electrical works | BI01010001010000000000000515BI0100001258 | [56 empty] | 1 | Construction of chamber for 100mm sluices valve | item1 | 10 | 1 Nos
148 | Supply & fixing 415 volt 63ATPN switch in S.S. enclosure with HRC fuses onLS & NL to be fixed on angle frame on wall including earthing attachment.(LT/Seimens) | BI01010001010000000000000515BI0100001259 | 2 | set | 4674.12 |  |  | Excess(+) | 1 | Full Conversion | INR | [40 empty] | 9348.24 | 9348.24 | INR Nine Thousand Three Hundred & Forty Eight and Paise Twenty Four Only | 4132 | 4674.12
149 | Supply & fixing 4 way double door horizontal TPN MCB DB with SS enclosure (Legrand cat no 607715) (Legrand /Seimens/ABB) concealed in wall after cutting the wall & mending good the damages to original finish with earthing attachment comprising with the following. a) 63 A Four Pole MCB isolator -- -1 No. b) 40A SP MCB ---6 Nos. c)16 to 32 A range SP MCB. --- 6 Nos. | BI01010001010000000000000515BI0100001260 | 2 | set | 8334.68 |  |  | Excess(+) | 1 | Full Conversion | INR | [40 empty] | 16669.36 | 16669.36 | INR Sixteen Thousand Six Hundred & Sixty Nine and Paise Thirty Six Only | 7368 | 8334.68
150 | Supply & fixing SPN MCB DB (2+12) WAY (Make legrand/ Seimens/ABB) with S.S. Enclosure concealed in wall after cutting wall & mending good the damages & earthing attachment comprising with the following: a) 40 A DP isolator - 1 No. b) 6 to 16 A range SPMCB - 12 Nos. | BI01010001010000000000000515BI0100001261 | 16 | set | 4961.44 |  |  | Excess(+) | 1 | Full Conversion | INR | [40 empty] | 79383.04 | 79383.04 | INR Seventy Nine Thousand Three Hundred & Eighty Three and Paise Four Only | 4386 | 4961.44
151 | Supply & Fixing FP enclosure (Legrand) concealed in wall & mending good the damages to original finish incl. earthing attachment comprising with the following: a) 32 DP MCB Isolator (Legrand) - 2 nos (Roof light & Stair light) | BI01010001010000000000000515BI0100001262 | 4 | set | 1085.95 |  |  | Excess(+) | 1 | Full Conversion | INR | [40 empty] | 4343.8 | 4343.8 | INR Four Thousand Three Hundred & Forty Three and Paise Eighty Only | 960 | 1085.95
152 | Supply & drawing PVC insulated (FR) Copper wire through alkathene pipe recessed in wall & mending good the damages. a) 2 X 2.5 + 1 X 1.5 Sqmm.(SPN) | BI01010001010000000000000515BI0100001263 | 360 | mtr | 144.79 |  |  | Excess(+) | 1 | Full Conversion | INR | [40 empty] | 52124.4 | 52124.4 | INR Fifty Two Thousand One Hundred & Twenty Four and Paise Forty Only | 128 | 144.79
153 | Supply & drawing PVC insulated (FR) Copper wire through alkathene pipe recessed in wall & mending good the damages. b) 3x1.5 sq mm for roof lighting | BI01010001010000000000000515BI0100001264 | 160 | mtr | 125.56 |  |  | Excess(+) | 1 | Full Conversion | INR | [40 empty] | 20089.6 | 20089.6 | INR Twenty Thousand &Eighty Nine and Paise Sixty Only | 111 | 125.56
154 | Laying of 4x16 sq sqmm XLPE/A cable in underground trench 460 mm wide x 760 mm average depth, with brick protection on the top of the cable with 8 (eight) Nos. bricks per metre, including filling the space between the brick & cable and also the trench with shifted soil, leveling up and restoring surface duly rammed | BI01010001010000000000000515BI0100001265 | 190 | mtr | 183.25 |  |  | Excess(+) | 1 | Full Conversion | INR | [40 empty] | 34817.5 | 34817.5 | INR Thirty Four Thousand Eight Hundred & Seventeen and Paise Fifty Only | 162 | 183.25
155 | Laying of cable upto 4 core 16 sqmm on wall/surface incl. S & F MS saddles with earthing attachment in 10 SWG GI (Hot Dip) Wire, making holes etc. as necy. mending good damages and painting | BI01010001010000000000000515BI0100001266 | 30 | mtr | 67.87 |  |  | Excess(+) | 1 | Full Conversion | INR | [40 empty] | 2036.1 | 2036.1 | INR Two Thousand &Thirty Six and Paise Ten Only | 60 | 67.87
156 | Laying of the 2x2.5 sqmm XLPE Al armoured cable incl. 2 x 10 SWG G.I. Earth continuity conductor recessed in wall & mending good the damages to original finish | BI01010001010000000000000515BI0100001267 | 140 | mtr | 143.66 |  |  | Excess(+) | 1 | Full Conversion | INR | [40 empty] | 20112.4 | 20112.4 | INR Twenty Thousand One Hundred & Twelve and Paise Forty Only | 127 | 143.66
157 | finishing of 2x6 sq mm aluminium armoured cable by socketting with pin/ring type copper sockets and insulated tapes etc. including supplying sockets, tapes. | BI01010001010000000000000515BI0100001268 | 32 | set | 7.92 |  |  | Excess(+) | 1 | Full Conversion | INR | [40 empty] | 253.44 | 253.44 | INR Two Hundred & Fifty Three and Paise Forty Four Only | 7 | 7.92
158 | Supply & fixing compression type cable gland suitable for cable with brass gland, brass ring incl.socketing the ends off by crimping method including S/F solderless socket (Dowels value) & jointing materials etc (XLPE/A). a) 4 x 16 sq mm | BI01010001010000000000000515BI0100001269 | 4 | set | 256.78 |  |  | Excess(+) | 1 | Full Conversion | INR | [40 empty] | 1027.12 | 1027.12 | INR One Thousand &Twenty Seven and Paise Twelve Only | 227 | 256.78
159 | Supply & fixing compression type cable gland suitable for cable with brass gland, brass ring incl.socketing the ends off by crimping method including S/F solderless socket (Dowels value) & jointing materials etc (XLPE/A). b)2x2.5sq mm | BI01010001010000000000000515BI0100001270 | 12 | set | 113.12 |  |  | Excess(+) | 1 | Full Conversion | INR | [40 empty] | 1357.44 | 1357.44 | INR One Thousand Three Hundred & Fifty Seven and Paise Forty Four Only | 100 | 113.12
160 | Supply & laying medium gauge 40 mm dia G.I. Pipe (ISI -m) for cable protection. | BI01010001010000000000000515BI0100001271 | 20 | mtr | 278.28 |  |  | Excess(+) | 1 | Full Conversion | INR | [40 empty] | 5565.6 | 5565.6 | INR Five Thousand Five Hundred & Sixty Five and Paise Sixty Only | 246 | 278.28
161 | Supply & fixing (40mmx40mmx6mm) G I Pole clamp with nuts, bolts & washer for holding vertical 40 mm dia G I cable protechtion pipe from service pole. | BI01010001010000000000000515BI0100001272 | 4 | set | 169.68 |  |  | Excess(+) | 1 | Full Conversion | INR | [40 empty] | 678.72 | 678.72 | INR Six Hundred & Seventy Eight and Paise Seventy Two Only | 150 | 169.68
162 | Distn. wiring in 22/0.3 (1.5 sqmm) single core stranded 'FR' PVC insulated & unsheathed single core stranded copper wire (Brand approved by EIC) in 19 mm bore, 3 mm thick polythen pipe complete with all accessories embedded in wall to light/fan/call bell points with piano type switch (Brand approved by EIC) fixed on MS CRC sheet metal (16 SWG) GI switch board with top cover plate flushed in wall incl. mending good damages to original finish(Ave. run 8 mtr.) | BI01010001010000000000000515BI0100001273 | 576 | pts | 960.39 |  |  | Excess(+) | 1 | Full Conversion | INR | [40 empty] | 553184.64 | 553184.64 | INR Five Lakh Fifty Three Thousand One Hundred & Eighty Four and Paise Sixty Four Only | 849 | 960.39
163 | Distribution wiring in 1.1 KV grade 22/0.3 (1.5 sqmm) single core stranded 'FR' PVC insulated & unsheathed copper wire (Brand approved by EIC) in 20mm size PVC rigid conduit 'FR' (Precision make), with 1.1 KV grade 1 x 22/0.3 (1.5 sqmm) single core stranded 'FR' PVC insulated & unsheathed copper wire as ECC, to 5A 3 pin flush type plug socket & Piano Key type switch fixed on MS CRC sheet metal (16 SWG) switch board cum JB on wall incl. bakelite/Perspex (wall matching color) top cover 3 mm thick and incl. painting the MS box and mending good the damages to original finish a) on board | BI01010001010000000000000515BI0100001274 | 72 | pts | 75.79 |  |  | Excess(+) | 1 | Full Conversion | INR | [40 empty] | 5456.88 | 5456.88 | INR Five Thousand Four Hundred & Fifty Six and Paise Eighty Eight Only | 67 | 75.79
164 | Distribution wiring in 1.1 KV grade 22/0.3 (1.5 sqmm) single core stranded 'FR' PVC insulated & unsheathed copper wire (Brand approved by EIC) in 20mm size PVC rigid conduit 'FR' (Precision make), with 1.1 KV grade 1 x 22/0.3 (1.5 sqmm) single core stranded 'FR' PVC insulated & unsheathed copper wire as ECC, to 5A 3 pin flush type plug socket & Piano Key type switch fixed on MS CRC sheet metal (16 SWG) switch board cum JB on wall incl. bakelite/Perspex (wall matching color) top cover 3 mm thick and incl. painting the MS box and mending good the damages to original finish b) Ave 4.5 mtr | BI01010001010000000000000515BI0100001275 | 64 | pts | 597.27 |  |  | Excess(+) | 1 | Full Conversion | INR | [40 empty] | 38225.28 | 38225.28 | INR Thirty Eight Thousand Two Hundred & Twenty Five and Paise Twenty Eight Only | 528 | 597.27
165 | Supply & Fixing angular batten holder (Anchor) on 75mm dia PVC round block / round bakelite on wall/ceiling. | BI01010001010000000000000515BI0100001276 | 64 | each | 42.99 |  |  | Excess(+) | 1 | Full Conversion | INR | [40 empty] | 2751.36 | 2751.36 | INR Two Thousand Seven Hundred & Fifty One and Paise Thirty Six Only | 38 | 42.99
166 | Supply & Fixing 240V, Modular Socket (2 Module) type fan regulator (Step type) (Brand approved by EIC) on existing Modular GI switch board with top cover plate incl. making necy. connections etc. | BI01010001010000000000000515BI0100001277 | 100 | each | 437.77 |  |  | Excess(+) | 1 | Full Conversion | INR | [40 empty] | 43777 | 43777 | INR Forty Three Thousand Seven Hundred & Seventy Seven Only | 387 | 437.77
167 | Supply & Fixing 240 V, 6 A, 5 pin 2 nos. piano type plug socket (Brand approved by EIC) with 2 nos. of 6A piano type switch, without plug top on 4 Module GI Modular type switch board with 4 Module top cover plate flushed in wall incl. S&F switch board and cover plate and making necy. connections with PVC Cu wire and earth continuity wire etc. | BI01010001010000000000000515BI0100001278 | 48 | each | 381.21 |  |  | Excess(+) | 1 | Full Conversion | INR | [40 empty] | 18298.08 | 18298.08 | INR Eighteen Thousand Two Hundred & Ninety Eight and Paise Eight Only | 337 | 381.21
168 | Supplying & Fixing of Box type fan clamp of 150mm dia & 80mm depth made of 16 SWG CRCA sheet with one end duly sealed by cover, properly welded, incl. S&F 12mm dia 600mm long MS rod duly bent by heat treatment at the centre position of rod to grip fan bobbin properly, incl. binding the rod and fan box with reinforcement by 22 SWG steel binding wire, incl. supplying & covering the box with alkathene sheet, placed in order to prevent concrete from entering the box. | BI01010001010000000000000515BI0100001279 | 20 | each | 196.83 |  |  | Excess(+) | 1 | Full Conversion | INR | [40 empty] | 3936.6 | 3936.6 | INR Three Thousand Nine Hundred & Thirty Six and Paise Sixty Only | 174 | 196.83
169 | Fixing only exhaust fan after making hole in wall and making good damages and smooth cement finish etc. as practicable as possible and providing necy. length of PVC insulated wire and making connection for exhaust & louvre shutter after cutting hole on wall & mending good the damages of following diameter: 30 cm (12") | BI01010001010000000000000515BI0100001280 | 16 | each | 496.6 |  |  | Excess(+) | 1 | Full Conversion | INR | [40 empty] | 7945.6 | 7945.6 | INR Seven Thousand Nine Hundred & Forty Five and Paise Sixty Only | 439 | 496.6
170 | Fixing only single /twin fluorescent light fitting complete with all accessories directly on wall/ceiling/HW round block and suitable size of MS fastener | BI01010001010000000000000515BI0100001281 | 160 | each | 113.12 |  |  | Excess(+) | 1 | Full Conversion | INR | [40 empty] | 18099.2 | 18099.2 | INR Eighteen Thousand &Ninety Nine and Paise Twenty Only | 100 | 113.12
171 | Supply & fixing 40mm dia GI(ISI-M) pipe of 1.20 mtr long KMDA type Arm bracket thoroughly welded with 100mm dia 30 cm long vertical jacket with tie support incl S/F pole cap & ppainting as per direction of the EIC. | BI01010001010000000000000515BI0100001282 | 16 | set | 1583.68 |  |  | Excess(+) | 1 | Full Conversion | INR | [40 empty] | 25338.88 | 25338.88 | INR Twenty Five Thousand Three Hundred & Thirty Eight and Paise Eighty Eight Only | 1400 | 1583.68
172 | Supplying & Fixing GI waterproof type looping cable box size 200x150x100 mm deep having 4 mm thick comprising of one 250V 15 A kit-kat fuse unit, one NL on porcelain insulator, one compression type brass cable gland for upto 2- core 16 sqmm PVC/A cable and having lined with rubber gasketted GI top cover with brass machine screws etc., earthing terminal with lug, on steel tubular pole near base, including S&F 40x6 mm thick, MS clamps with bolts, nuts etc. including painting with anticorrosive paint | BI01010001010000000000000515BI0100001283 | 16 | each | 518.09 |  |  | Excess(+) | 1 | Full Conversion | INR | [40 empty] | 8289.44 | 8289.44 | INR Eight Thousand Two Hundred & Eighty Nine and Paise Forty Four Only | 458 | 518.09
173 | Earthing the installation by 50 mm dia. G.I. Pipe (ISI-M) of 3.64 mtr. Long driven to an depth of 3.65 mtr. Below the ground level including S/F 1X4 SWG. G.I. Earth wire (4 mtr. Long) with nuts bolts & washers. | BI01010001010000000000000515BI0100001284 | 4 | set | 1548.61 |  |  | Excess(+) | 1 | Full Conversion | INR | [40 empty] | 6194.44 | 6194.44 | INR Six Thousand One Hundred & Ninety Four and Paise Forty Four Only | 1369 | 1548.61
174 | Supplying & fixing earth busbar of galvanized (Hot Dip) MS flat 25 mm x 6 mm on wall having clearance of 6 mm from wall including providing drilled holes on the busbar complete with GI bolts, nuts, washers, spacing insulators etc. as required | BI01010001010000000000000515BI0100001285 | 4 | mtr | 176.47 |  |  | Excess(+) | 1 | Full Conversion | INR | [40 empty] | 705.88 | 705.88 | INR Seven Hundred & Five and Paise Eighty Eight Only | 156 | 176.47
175 | Non- Schedule Item Supply 4' single LED type tube light fitting complete with all acessaries directly on ceiling with HW round block & suitable size of MS fastener (Crompton, cat no - LT8-20-865-2, IGP131LT8-16) | BI01010001010000000000000515BI0100001286 | 160 | set | 904.96 |  |  | Excess(+) | 1 | Full Conversion | INR | [40 empty] | 144793.6 | 144793.6 | INR One Lakh Forty Four Thousand Seven Hundred & Ninety Three and Paise Sixty Only | 896 | 904.96
176 | Supply & fixing of 1200mm sweep Ceiling Fan (Orient,New Bridge, White) or equivalent as approved by the EIC,complete with all acessaries Incl S/F necy copper flex wire. | BI01010001010000000000000515BI0100001287 | 60 | each | 2232.1 |  |  | Excess(+) | 1 | Full Conversion | INR | [40 empty] | 133926 | 133926 | INR One Lakh Thirty Three Thousand Nine Hundred & Twenty Six Only | 2210 | 2232.1
177 | Supply of 425 mm (12") sweep heavy duty exhaust fan (EPC/ Crompton) | BI01010001010000000000000515BI0100001288 | 16 | each | 3120.9 |  |  | Excess(+) | 1 | Full Conversion | INR | [40 empty] | 49934.4 | 49934.4 | INR Forty Nine Thousand Nine Hundred & Thirty Four and Paise Forty Only | 3090 | 3120.9
178 | Supply of 90 W LED light fitting (make Crompton, cat no - LSTS-90-CDL ) | BI01010001010000000000000515BI0100001289 | 16 | set | 9145.55 |  |  | Excess(+) | 1 | Full Conversion | INR | [40 empty] | 146328.8 | 146328.8 | INR One Lakh Forty Six Thousand Three Hundred & Twenty Eight and Paise Eighty Only | 9055 | 9145.55
Total in Figures | [51 empty] | 9773130.23 | 9773130.23 | INR Ninety Seven Lakh Seventy Three Thousand One Hundred & Thirty and Paise Twenty Three Only | 9773130.27 | 0.04 |  |  | 4 | Construction of chamber for 100mm sluice plates | item5 | 10 | Nos
Quoted Rate in Figures |  |  |  | Select | [47 empty] | 0 | 0 | INR Zero Only
Quoted Rate in Words |  | INR Zero Only
Note on K17: gepadmin: 1. If you choose "Full Conversion" then Column BA (AMOUNT) and Column BB (TAXES) BOTH values will be convert based on selected Currency in (Column L). 2. If you choose "Partial Conversion" then Column BA (AMOUNT) only will be converted based on selected currency (Column L) and Column BB (TAXES) value (INR) will be added to the converted values.
Note on K18: gepadmin: 1. If you choose "Full Conversion" then Column BA (AMOUNT) and Column BB (TAXES) BOTH values will be convert based on selected Currency in (Column L). 2. If you choose "Partial Conversion" then Column BA (AMOUNT) only will be converted based on selected currency (Column L) and Column BB (TAXES) value (INR) will be added to the converted values.
Note on K20: gepadmin: 1. If you choose "Full Conversion" then Column BA (AMOUNT) and Column BB (TAXES) BOTH values will be convert based on selected Currency in (Column L). 2. If you choose "Partial Conversion" then Column BA (AMOUNT) only will be converted based on selected currency (Column L) and Column BB (TAXES) value (INR) will be added to the converted values.
Note on K13: gepadmin: 1. If you choose "Full Conversion" then Column BA (AMOUNT) and Column BB (TAXES) BOTH values will be convert based on selected Currency in (Column L). 2. If you choose "Partial Conversion" then Column BA (AMOUNT) only will be converted based on selected currency (Column L) and Column BB (TAXES) value (INR) will be added to the converted values.
Note on K125: gepadmin: 1. If you choose "Full Conversion" then Column BA (AMOUNT) and Column BB (TAXES) BOTH values will be convert based on selected Currency in (Column L). 2. If you choose "Partial Conversion" then Column BA (AMOUNT) only will be converted based on selected currency (Column L) and Column BB (TAXES) value (INR) will be added to the converted values.
Note on K155: gepadmin: 1. If you choose "Full Conversion" then Column BA (AMOUNT) and Column BB (TAXES) BOTH values will be convert based on selected Currency in (Column L). 2. If you choose "Partial Conversion" then Column BA (AMOUNT) only will be converted based on selected currency (Column L) and Column BB (TAXES) value (INR) will be added to the converted values.
Note on K157: gepadmin: 1. If you choose "Full Conversion" then Column BA (AMOUNT) and Column BB (TAXES) BOTH values will be convert based on selected Currency in (Column L). 2. If you choose "Partial Conversion" then Column BA (AMOUNT) only will be converted based on selected currency (Column L) and Column BB (TAXES) value (INR) will be added to the converted values.
Note on K163: gepadmin: 1. If you choose "Full Conversion" then Column BA (AMOUNT) and Column BB (TAXES) BOTH values will be convert based on selected Currency in (Column L). 2. If you choose "Partial Conversion" then Column BA (AMOUNT) only will be converted based on selected currency (Column L) and Column BB (TAXES) value (INR) will be added to the converted values.
Note on K15: gepadmin: 1. If you choose "Full Conversion" then Column BA (AMOUNT) and Column BB (TAXES) BOTH values will be convert based on selected Currency in (Column L). 2. If you choose "Partial Conversion" then Column BA (AMOUNT) only will be converted based on selected currency (Column L) and Column BB (TAXES) value (INR) will be added to the converted values.
Note on K118: gepadmin: 1. If you choose "Full Conversion" then Column BA (AMOUNT) and Column BB (TAXES) BOTH values will be convert based on selected Currency in (Column L). 2. If you choose "Partial Conversion" then Column BA (AMOUNT) only will be converted based on selected currency (Column L) and Column BB (TAXES) value (INR) will be added to the converted values.
Note on K126: gepadmin: 1. If you choose "Full Conversion" then Column BA (AMOUNT) and Column BB (TAXES) BOTH values will be convert based on selected Currency in (Column L). 2. If you choose "Partial Conversion" then Column BA (AMOUNT) only will be converted based on selected currency (Column L) and Column BB (TAXES) value (INR) will be added to the converted values.
Note on K151: gepadmin: 1. If you choose "Full Conversion" then Column BA (AMOUNT) and Column BB (TAXES) BOTH values will be convert based on selected Currency in (Column L). 2. If you choose "Partial Conversion" then Column BA (AMOUNT) only will be converted based on selected currency (Column L) and Column BB (TAXES) value (INR) will be added to the converted values.
Note on K19: gepadmin: 1. If you choose "Full Conversion" then Column BA (AMOUNT) and Column BB (TAXES) BOTH values will be convert based on selected Currency in (Column L). 2. If you choose "Partial Conversion" then Column BA (AMOUNT) only will be converted based on selected currency (Column L) and Column BB (TAXES) value (INR) will be added to the converted values.
Note on K114: gepadmin: 1. If you choose "Full Conversion" then Column BA (AMOUNT) and Column BB (TAXES) BOTH values will be convert based on selected Currency in (Column L). 2. If you choose "Partial Conversion" then Column BA (AMOUNT) only will be converted based on selected currency (Column L) and Column BB (TAXES) value (INR) will be added to the converted values.
Note on K39: gepadmin: 1. If you choose "Full Conversion" then Column BA (AMOUNT) and Column BB (TAXES) BOTH values will be convert based on selected Currency in (Column L). 2. If you choose "Partial Conversion" then Column BA (AMOUNT) only will be converted based on selected currency (Column L) and Column BB (TAXES) value (INR) will be added to the converted values.
Note on K119: gepadmin: 1. If you choose "Full Conversion" then Column BA (AMOUNT) and Column BB (TAXES) BOTH values will be convert based on selected Currency in (Column L). 2. If you choose "Partial Conversion" then Column BA (AMOUNT) only will be converted based on selected currency (Column L) and Column BB (TAXES) value (INR) will be added to the converted values.
Note on K120: gepadmin: 1. If you choose "Full Conversion" then Column BA (AMOUNT) and Column BB (TAXES) BOTH values will be convert based on selected Currency in (Column L). 2. If you choose "Partial Conversion" then Column BA (AMOUNT) only will be converted based on selected currency (Column L) and Column BB (TAXES) value (INR) will be added to the converted values.
Note on K144: gepadmin: 1. If you choose "Full Conversion" then Column BA (AMOUNT) and Column BB (TAXES) BOTH values will be convert based on selected Currency in (Column L). 2. If you choose "Partial Conversion" then Column BA (AMOUNT) only will be converted based on selected currency (Column L) and Column BB (TAXES) value (INR) will be added to the converted values.
Note on K153: gepadmin: 1. If you choose "Full Conversion" then Column BA (AMOUNT) and Column BB (TAXES) BOTH values will be convert based on selected Currency in (Column L). 2. If you choose "Partial Conversion" then Column BA (AMOUNT) only will be converted based on selected currency (Column L) and Column BB (TAXES) value (INR) will be added to the converted values.
Note on K147: gepadmin: 1. If you choose "Full Conversion" then Column BA (AMOUNT) and Column BB (TAXES) BOTH values will be convert based on selected Currency in (Column L). 2. If you choose "Partial Conversion" then Column BA (AMOUNT) only will be converted based on selected currency (Column L) and Column BB (TAXES) value (INR) will be added to the converted values.
Note on K25: gepadmin: 1. If you choose "Full Conversion" then Column BA (AMOUNT) and Column BB (TAXES) BOTH values will be convert based on selected Currency in (Column L). 2. If you choose "Partial Conversion" then Column BA (AMOUNT) only will be converted based on selected currency (Column L) and Column BB (TAXES) value (INR) will be added to the converted values.
Note on K26: gepadmin: 1. If you choose "Full Conversion" then Column BA (AMOUNT) and Column BB (TAXES) BOTH values will be convert based on selected Currency in (Column L). 2. If you choose "Partial Conversion" then Column BA (AMOUNT) only will be converted based on selected currency (Column L) and Column BB (TAXES) value (INR) will be added to the converted values.
Note on K21: gepadmin: 1. If you choose "Full Conversion" then Column BA (AMOUNT) and Column BB (TAXES) BOTH values will be convert based on selected Currency in (Column L). 2. If you choose "Partial Conversion" then Column BA (AMOUNT) only will be converted based on selected currency (Column L) and Column BB (TAXES) value (INR) will be added to the converted values.
Note on K121: gepadmin: 1. If you choose "Full Conversion" then Column BA (AMOUNT) and Column BB (TAXES) BOTH values will be convert based on selected Currency in (Column L). 2. If you choose "Partial Conversion" then Column BA (AMOUNT) only will be converted based on selected currency (Column L) and Column BB (TAXES) value (INR) will be added to the converted values.
Note on K127: gepadmin: 1. If you choose "Full Conversion" then Column BA (AMOUNT) and Column BB (TAXES) BOTH values will be convert based on selected Currency in (Column L). 2. If you choose "Partial Conversion" then Column BA (AMOUNT) only will be converted based on selected currency (Column L) and Column BB (TAXES) value (INR) will be added to the converted values.
Note on K152: gepadmin: 1. If you choose "Full Conversion" then Column BA (AMOUNT) and Column BB (TAXES) BOTH values will be convert based on selected Currency in (Column L). 2. If you choose "Partial Conversion" then Column BA (AMOUNT) only will be converted based on selected currency (Column L) and Column BB (TAXES) value (INR) will be added to the converted values.
Note on K156: gepadmin: 1. If you choose "Full Conversion" then Column BA (AMOUNT) and Column BB (TAXES) BOTH values will be convert based on selected Currency in (Column L). 2. If you choose "Partial Conversion" then Column BA (AMOUNT) only will be converted based on selected currency (Column L) and Column BB (TAXES) value (INR) will be added to the converted values.
Note on K14: gepadmin: 1. If you choose "Full Conversion" then Column BA (AMOUNT) and Column BB (TAXES) BOTH values will be convert based on selected Currency in (Column L). 2. If you choose "Partial Conversion" then Column BA (AMOUNT) only will be converted based on selected currency (Column L) and Column BB (TAXES) value (INR) will be added to the converted values.
Note on K16: gepadmin: 1. If you choose "Full Conversion" then Column BA (AMOUNT) and Column BB (TAXES) BOTH values will be convert based on selected Currency in (Column L). 2. If you choose "Partial Conversion" then Column BA (AMOUNT) only will be converted based on selected currency (Column L) and Column BB (TAXES) value (INR) will be added to the converted values.
Note on K154: gepadmin: 1. If you choose "Full Conversion" then Column BA (AMOUNT) and Column BB (TAXES) BOTH values will be convert based on selected Currency in (Column L). 2. If you choose "Partial Conversion" then Column BA (AMOUNT) only will be converted based on selected currency (Column L) and Column BB (TAXES) value (INR) will be added to the converted values.
Note on K162: gepadmin: 1. If you choose "Full Conversion" then Column BA (AMOUNT) and Column BB (TAXES) BOTH values will be convert based on selected Currency in (Column L). 2. If you choose "Partial Conversion" then Column BA (AMOUNT) only will be converted based on selected currency (Column L) and Column BB (TAXES) value (INR) will be added to the converted values.
Note on K142: gepadmin: 1. If you choose "Full Conversion" then Column BA (AMOUNT) and Column BB (TAXES) BOTH values will be convert based on selected Currency in (Column L). 2. If you choose "Partial Conversion" then Column BA (AMOUNT) only will be converted based on selected currency (Column L) and Column BB (TAXES) value (INR) will be added to the converted values.
Note on K143: gepadmin: 1. If you choose "Full Conversion" then Column BA (AMOUNT) and Column BB (TAXES) BOTH values will be convert based on selected Currency in (Column L). 2. If you choose "Partial Conversion" then Column BA (AMOUNT) only will be converted based on selected currency (Column L) and Column BB (TAXES) value (INR) will be added to the converted values.
Note on K22: gepadmin: 1. If you choose "Full Conversion" then Column BA (AMOUNT) and Column BB (TAXES) BOTH values will be convert based on selected Currency in (Column L). 2. If you choose "Partial Conversion" then Column BA (AMOUNT) only will be converted based on selected currency (Column L) and Column BB (TAXES) value (INR) will be added to the converted values.
Note on K23: gepadmin: 1. If you choose "Full Conversion" then Column BA (AMOUNT) and Column BB (TAXES) BOTH values will be convert based on selected Currency in (Column L). 2. If you choose "Partial Conversion" then Column BA (AMOUNT) only will be converted based on selected currency (Column L) and Column BB (TAXES) value (INR) will be added to the converted values.
Note on K24: gepadmin: 1. If you choose "Full Conversion" then Column BA (AMOUNT) and Column BB (TAXES) BOTH values will be convert based on selected Currency in (Column L). 2. If you choose "Partial Conversion" then Column BA (AMOUNT) only will be converted based on selected currency (Column L) and Column BB (TAXES) value (INR) will be added to the converted values.
Note on K176: gepadmin: 1. If you choose "Full Conversion" then Column BA (AMOUNT) and Column BB (TAXES) BOTH values will be convert based on selected Currency in (Column L). 2. If you choose "Partial Conversion" then Column BA (AMOUNT) only will be converted based on selected currency (Column L) and Column BB (TAXES) value (INR) will be added to the converted values.
Note on K177: gepadmin: 1. If you choose "Full Conversion" then Column BA (AMOUNT) and Column BB (TAXES) BOTH values will be convert based on selected Currency in (Column L). 2. If you choose "Partial Conversion" then Column BA (AMOUNT) only will be converted based on selected currency (Column L) and Column BB (TAXES) value (INR) will be added to the converted values.
Note on K178: gepadmin: 1. If you choose "Full Conversion" then Column BA (AMOUNT) and Column BB (TAXES) BOTH values will be convert based on selected Currency in (Column L). 2. If you choose "Partial Conversion" then Column BA (AMOUNT) only will be converted based on selected currency (Column L) and Column BB (TAXES) value (INR) will be added to the converted values.
Note on K179: gepadmin: 1. If you choose "Full Conversion" then Column BA (AMOUNT) and Column BB (TAXES) BOTH values will be convert based on selected Currency in (Column L). 2. If you choose "Partial Conversion" then Column BA (AMOUNT) only will be converted based on selected currency (Column L) and Column BB (TAXES) value (INR) will be added to the converted values.
Note on K159: gepadmin: 1. If you choose "Full Conversion" then Column BA (AMOUNT) and Column BB (TAXES) BOTH values will be convert based on selected Currency in (Column L). 2. If you choose "Partial Conversion" then Column BA (AMOUNT) only will be converted based on selected currency (Column L) and Column BB (TAXES) value (INR) will be added to the converted values.

## Macros
Please Enable Macros to View BoQ information