## BoQ1 (hidden)
Percentage BoQ
BoQ_Ver3.0 | Percentage | Normal | INR Only | INR
Select, At Par, Excess (+), Less (-) |  | IOCL
Tender Inviting Authority: The Additional Chief Engineer, W.B.P.H&.I.D.Corpn. Ltd.
Name of Work: Repair, renovation and up-gradation of 02 Nos. Three storied STC Barrack (Building 1&2) at 4th Bn., Kasba, Raiganj, Uttar Dinajpur.
Contract No: WBPHIDCL/ACE/NIT- 124(e)/2018-2019 (1st Call) For Sl. No. 6
Bidder Name :
PRICE SCHEDULE (This BOQ template must not be modified/replaced by the bidder and the same should be uploaded after filling the relevent columns, else the bidder is liable to be rejected for this tender. Bidders are allowed to enter the Bidder Name and Values only )
NUMBER # | TEXT # | TEXT # | NUMBER # | TEXT # | NUMBER | NUMBER | TEXT | TEXT # | NUMBER # | TEXT# | TEXT # | NUMBER # | NUMBER | NUMBER | NUMBER | NUMBER | TEXT | TEXT | NUMBER | NUMBER | NUMBER | NUMBER | TEXT | TEXT | NUMBER | NUMBER | NUMBER | NUMBER | TEXT | TEXT | NUMBER | NUMBER | NUMBER | NUMBER | TEXT | TEXT | NUMBER | NUMBER | NUMBER | NUMBER | TEXT | TEXT | NUMBER | NUMBER | NUMBER # | NUMBER # | TEXT | TEXT | NUMBER # | NUMBER # | DATE | NUMBER # | NUMBER # | TEXT #
Sl. No. | Item Description | Item Code / Make | Quantity | Units | Estimated Rate |  |  | Addition / Deduction | Addition / Deduction Values | Currency Convertion against each Item | Quoted Currency in INR / Other Currency | BASIC RATE In Figures To be entered by the Bidder Rs. P | Excise Duty | VAT | Freight Charges ( Unloading & Stacking) | Any Other Taxes/Duties/Levies |  |  | Other Taxes 2 | IIIrd Party i.e DGS&D / RITES etc Inspection Charges @0.34%+Service Tax | Less for Cenvat Credit,if any respect of Supplies Under full Excise Duty Category | [30 empty] | TOTAL AMOUNT WithTaxes | TOTAL AMOUNT With Taxes | TOTAL AMOUNT In Words
1 | 2 | 3 | 4 | 5 | 6 | 7 | 8 | 9 | 10 | 11 | 12 | 13 | 14 | 15 | 16 | 17 | 18 | 19 | 20 | 21 | 22 | 23 | 24 | 25 | 26 | 27 | 28 | 29 | 30 | 31 | 32 | 33 | 34 | 35 | 36 | 37 | 38 | 39 | 40 | 41 | 42 | 43 | 44 | 45 | 46 | 47 | 48 | 49 | 50 | 51 | 52 | 53 | 54 | 55
1 | Civil works | BI01010001010000000000000515BI0100001112 | [61 empty] | 1 | Construction of chamber for 100mm sluices valve | item1 | 10 | 1 Nos
2 | Dismantling R.C. floor, roof, beams etc. Including cutting rods and removing rubbish as directed within a lead of 75 m. including stacking of steelbars.Ground Floor | BI01010001010000000000000515BI0100001113 | 45 | Cum | 2212.63 |  |  | Excess(+) | 1 | Full Conversion | INR | [40 empty] | 99568.35 | 99568.35 | INR Ninety Nine Thousand Five Hundred & Sixty Eight and Paise Thirty Five Only | 939 | 1062.2 |  |  |  |  | 42255 |  |  | 2 | Construction of chamber for 100mm sluices valve | item3 | 10 | Nos
3 | Dismantling R.C. floor, roof, beams etc. Including cutting rods and removing rubbish as directed within a lead of 75 m. including stacking of steelbars. First Floor | BI01010001010000000000000515BI0100001114 | 42 | Cum | 2269.19 |  |  | Excess(+) | 1 | Full Conversion | INR | [40 empty] | 95305.98 | 95305.98 | INR Ninety Five Thousand Three Hundred & Five and Paise Ninety Eight Only | 447 | 505.65 |  |  |  |  | 18774 |  |  | 3 | Supplying, Conveying and fixing spls. Including ea | item4 | 10 | Nos
4 | Dismantling R.C. floor, roof, beams etc. Including cutting rods and removing rubbish as directed within a lead of 75 m. including stacking of steelbars.Second Floor | BI01010001010000000000000515BI0100001115 | 35 | Cum | 2325.75 |  |  | Excess(+) | 1 | Full Conversion | INR | [40 empty] | 81401.25 | 81401.25 | INR Eighty One Thousand Four Hundred & One and Paise Twenty Five Only | 497 | 562.21 |  |  |  |  | 17395 |  |  | 1.01 | Supplying, Conveying and fixing spls. Including eart | item1 | 123.223 | Nos
5 | Dismantling R.C. floor, roof, beams etc. Including cutting rods and removing rubbish as directed within a lead of 75 m. including stacking of steelbars.Second .Third Floor(Mumty) | BI01010001010000000000000515BI0100001116 | 2.5 | Cum | 2382.31 |  |  | Excess(+) | 1 | Full Conversion | INR | [40 empty] | 5955.78 | 5955.78 | INR Five Thousand Nine Hundred & Fifty Five and Paise Seventy Eight Only | 547 | 618.77 |  |  |  |  | 1367.5 |  |  | 1.02 | Construction of chamber for 100mm sluice plates | item2 | 213 | Nos
6 | Dismantling all types of masonry excepting cement concrete plain or reinforced, stacking serviceable materials at site and removing rubbish as directed within a lead of 75 m.Ground Floor | BI01010001010000000000000515BI0100001117 | 40 | Cum | 505.65 |  |  | Excess(+) | 1 | Full Conversion | INR | [40 empty] | 20226 | 20226 | INR Twenty Thousand Two Hundred & Twenty Six Only | 12 | 13.57 |  |  |  |  | 480 |  |  | 2 | Construction of chamber for 100mm sluices valve | item3 | 10 | Nos
7 | Dismantling all types of masonry excepting cement concrete plain or reinforced, stacking serviceable materials at site and removing rubbish as directed within a lead of 75 m.First Floor | BI01010001010000000000000515BI0100001118 | 40 | Cum | 562.21 |  |  | Excess(+) | 1 | Full Conversion | INR | [40 empty] | 22488.4 | 22488.4 | INR Twenty Two Thousand Four Hundred & Eighty Eight and Paise Forty Only | 60 | 67.87 |  |  |  |  | 2400 |  |  | 3 | Supplying, Conveying and fixing spls. Including ea | item4 | 10 | Nos
8 | Dismantling all types of masonry excepting cement concrete plain or reinforced, stacking serviceable materials at site and removing rubbish as directed within a lead of 75 m.Second Floor | BI01010001010000000000000515BI0100001119 | 40 | Cum | 618.77 |  |  | Excess(+) | 1 | Full Conversion | INR | [40 empty] | 24750.8 | 24750.8 | INR Twenty Four Thousand Seven Hundred & Fifty and Paise Eighty Only | 9 | 10.18 |  |  |  |  | 360 |  |  | 1.01 | Supplying, Conveying and fixing spls. Including eart | item1 | 123.223 | Nos
9 | Hire and labour charges for shuttering with centering and necessary staging upto 4 m using approved stout props and thick hard wood planks of approved thickness with required bracing for concrete slabs, beams and columns, lintels curved or straight including fitting, fixing and striking out after completion of works (upto roof of ground floor). 25 mm to 30 mm thick wooden shuttering as per decision & direction of Engineer-In-Charge.Ground Floor | BI01010001010000000000000515BI0100001120 | 30 | Sqm | 371.03 |  |  | Excess(+) | 1 | Full Conversion | INR | [40 empty] | 11130.9 | 11130.9 | INR Eleven Thousand One Hundred & Thirty and Paise Ninety Only | 99 | 111.99 |  |  |  |  | 2970
10 | Hire and labour charges for shuttering with centering and necessary staging upto 4 m using approved stout props and thick hard wood planks of approved thickness with required bracing for concrete slabs, beams and columns, lintels curved or straight including fitting, fixing and striking out after completion of works (upto roof of ground floor). 25 mm to 30 mm thick wooden shuttering as per decision & direction of Engineer-In-Charge..First Floor | BI01010001010000000000000515BI0100001121 | 27 | Sqm | 391.4 |  |  | Excess(+) | 1 | Full Conversion | INR | [40 empty] | 10567.8 | 10567.8 | INR Ten Thousand Five Hundred & Sixty Seven and Paise Eighty Only | 21 | 23.76 |  |  |  |  | 567
11 | Hire and labour charges for shuttering with centering and necessary staging upto 4 m using approved stout props and thick hard wood planks of approved thickness with required bracing for concrete slabs, beams and columns, lintels curved or straight including fitting, fixing and striking out after completion of works (upto roof of ground floor). 25 mm to 30 mm thick wooden shuttering as per decision & direction of Engineer-In-Charge..Second Floor | BI01010001010000000000000515BI0100001122 | 25 | Sqm | 411.76 |  |  | Excess(+) | 1 | Full Conversion | INR | [40 empty] | 10294 | 10294 | INR Ten Thousand Two Hundred & Ninety Four Only | 16 | 18.1 |  |  |  |  | 400
12 | Hire and labour charges for shuttering with centering and necessary staging upto 4 m using approved stout props and thick hard wood planks of approved thickness with required bracing for concrete slabs, beams and columns, lintels curved or straight including fitting, fixing and striking out after completion of works (upto roof of ground floor). 25 mm to 30 mm thick wooden shuttering as per decision & direction of Engineer-In-Charge.Third Floor | BI01010001010000000000000515BI0100001123 | 10 | Sqm | 432.12 |  |  | Excess(+) | 1 | Full Conversion | INR | [40 empty] | 4321.2 | 4321.2 | INR Four Thousand Three Hundred & Twenty One and Paise Twenty Only | 13.92 | 15.75 |  |  |  |  | 139.2
13 | Controlled Cement concrete with well graded stone chips (20 mm nominal size) excluding shuttering and reinforcement with complete design of concrete as per IS : 456 and relevant special publications, submission of job mix formula after preliminary mix design after testing of concrete cubes as per direction of Engineer-in charge. Consumption of cement will not be less than 300 Kg of cement with Super plasticiser per cubic meter of controlled concrete but actual consumption will be determined on the basis of preliminary test and job mix foumula. In ground floor and foundation.[using concrete mixture] M 25 Grade PAKUR VARIETY.Ground Floor | BI01010001010000000000000515BI0100001124 | 17.885 | Cum | 7476.1 |  |  | Excess(+) | 1 | Full Conversion | INR | [40 empty] | 133710.05 | 133710.05 | INR One Lakh Thirty Three Thousand Seven Hundred & Ten and Paise Five Only | 782 | 884.6 |  |  |  |  | 13986.07
14 | Controlled Cement concrete with well graded stone chips (20 mm nominal size) excluding shuttering and reinforcement with complete design of concrete as per IS : 456 and relevant special publications, submission of job mix formula after preliminary mix design after testing of concrete cubes as per direction of Engineer-in charge. Consumption of cement will not be less than 300 Kg of cement with Super plasticiser per cubic meter of controlled concrete but actual consumption will be determined on the basis of preliminary test and job mix foumula. In first floor and foundation.[using concrete mixture] M 25 Grade PAKUR VARIETY.First Floor | BI01010001010000000000000515BI0100001125 | 16.635 | Cum | 7583.56 |  |  | Excess(+) | 1 | Full Conversion | INR | [40 empty] | 126152.52 | 126152.52 | INR One Lakh Twenty Six Thousand One Hundred & Fifty Two and Paise Fifty Two Only | 517 | 584.83 | 36764 | 89388.52 | 11.7871 | 4.848 | 8600.3
15 | Controlled Cement concrete with well graded stone chips (20 mm nominal size) excluding shuttering and reinforcement with complete design of concrete as per IS : 456 and relevant special publications, submission of job mix formula after preliminary mix design after testing of concrete cubes as per direction of Engineer-in charge. Consumption of cement will not be less than 300 Kg of cement with Super plasticiser per cubic meter of controlled concrete but actual consumption will be determined on the basis of preliminary test and job mix foumula. In ground floor and foundation.[using concrete mixture] M 25 Grade PAKUR VARIETY.Second Floor | BI01010001010000000000000515BI0100001126 | 14 | Cum | 7691.03 |  |  | Excess(+) | 1 | Full Conversion | INR | [40 empty] | 107674.42 | 107674.42 | INR One Lakh Seven Thousand Six Hundred & Seventy Four and Paise Forty Two Only | 1391 | 1573.5 | 98748.1 | 8926.32 | 1.1606 | 12.839 | 19474
16 | Controlled Cement concrete with well graded stone chips (20 mm nominal size) excluding shuttering and reinforcement with complete design of concrete as per IS : 456 and relevant special publications, submission of job mix formula after preliminary mix design after testing of concrete cubes as per direction of Engineer-in charge. Consumption of cement will not be less than 300 Kg of cement with Super plasticiser per cubic meter of controlled concrete but actual consumption will be determined on the basis of preliminary test and job mix foumula. In ground floor and foundation.[using concrete mixture] M 25 Grade PAKUR VARIETY.Third Floor | BI01010001010000000000000515BI0100001127 | 4 | Cum | 7798.49 |  |  | Excess(+) | 1 | Full Conversion | INR | [40 empty] | 31193.96 | 31193.96 | INR Thirty One Thousand One Hundred & Ninety Three and Paise Ninety Six Only | 252.6 | 285.74 |  |  |  |  | 1010.4
17 | Reinforcement for reinforced concrete work in all sorts of structures including distribution bars, stirrups, binders etc initial straightening and removal of loose rust (if necessary), cutting to requisite length, hooking and bending to correct shape, placing in proper position and binding with 16 gauge black annealed wire at every intersection, complete as per drawing and direction ( Tor steel/Mild Steel, I. SAIL/ TATA/RINL .Ground Floor | BI01010001010000000000000515BI0100001128 | 1.5 | MT | 83418.08 |  |  | Excess(+) | 1 | Full Conversion | INR | [40 empty] | 125127.12 | 125127.12 | INR One Lakh Twenty Five Thousand One Hundred & Twenty Seven and Paise Twelve Only | 11.02 | 12.47 |  |  |  |  | 16.53
18 | Reinforcement for reinforced concrete work in all sorts of structures including distribution bars, stirrups, binders etc initial straightening and removal of loose rust (if necessary), cutting to requisite length, hooking and bending to correct shape, placing in proper position and binding with 16 gauge black annealed wire at every intersection, complete as per drawing and direction ( Tor steel/Mild Steel, I. SAIL/ TATA/RINL.First Floor | BI01010001010000000000000515BI0100001129 | 1.5 | MT | 83904.5 |  |  | Excess(+) | 1 | Full Conversion | INR | [40 empty] | 125856.75 | 125856.75 | INR One Lakh Twenty Five Thousand Eight Hundred & Fifty Six and Paise Seventy Five Only | 1956 | 2212.63 |  |  |  |  | 2934
19 | Reinforcement for reinforced concrete work in all sorts of structures including distribution bars, stirrups, binders etc initial straightening and removal of loose rust (if necessary), cutting to requisite length, hooking and bending to correct shape, placing in proper position and binding with 16 gauge black annealed wire at every intersection, complete as per drawing and direction ( Tor steel/Mild Steel, I. SAIL/ TATA/RINL.Second Floor | BI01010001010000000000000515BI0100001130 | 1.53 | MT | 84390.91 |  |  | Excess(+) | 1 | Full Conversion | INR | [40 empty] | 129118.09 | 129118.09 | INR One Lakh Twenty Nine Thousand One Hundred & Eighteen and Paise Nine Only | 71.15 | 80.48 |  |  |  |  | 108.86
20 | Reinforcement for reinforced concrete work in all sorts of structures including distribution bars, stirrups, binders etc initial straightening and removal of loose rust (if necessary), cutting to requisite length, hooking and bending to correct shape, placing in proper position and binding with 16 gauge black annealed wire at every intersection, complete as per drawing and direction ( Tor steel/Mild Steel, I. SAIL/ TATA/RINL.Third Floor | BI01010001010000000000000515BI0100001131 | 0.377 | MT | 84877.33 |  |  | Excess(+) | 1 | Full Conversion | INR | [40 empty] | 31998.75 | 31998.75 | INR Thirty One Thousand Nine Hundred & Ninety Eight and Paise Seventy Five Only | 122 | 138.01 |  |  |  |  | 45.99
21 | Brick work with 1st class bricks in cement mortar (1:6) In superstructure, ground floor | BI01010001010000000000000515BI0100001132 | 23 | Cum | 5869.8 |  |  | Excess(+) | 1 | Full Conversion | INR | [40 empty] | 135005.4 | 135005.4 | INR One Lakh Thirty Five Thousand &Five and Paise Forty Only | 175 | 197.96 |  |  |  |  | 4025
22 | Brick work with 1st class bricks in cement mortar (1:6).First Floor | BI01010001010000000000000515BI0100001133 | 30 | Cum | 5995.36 |  |  | Excess(+) | 1 | Full Conversion | INR | [40 empty] | 179860.8 | 179860.8 | INR One Lakh Seventy Nine Thousand Eight Hundred & Sixty and Paise Eighty Only | 179 | 202.48 |  |  |  |  | 5370
23 | Brick work with 1st class bricks in cement mortar (1:6).Second Floor | BI01010001010000000000000515BI0100001134 | 30 | Cum | 6120.92 |  |  | Excess(+) | 1 | Full Conversion | INR | [40 empty] | 183627.6 | 183627.6 | INR One Lakh Eighty Three Thousand Six Hundred & Twenty Seven and Paise Sixty Only | 183 | 207.01 |  |  |  |  | 5490
24 | Stripping off worn out plaster and raking out joints of walls, celings etc. upto any height and in any floor including removing rubbish within a lead of 75m as directed | BI01010001010000000000000515BI0100001135 | 8999.95 | Sqm | 21.49 |  |  | Excess(+) | 1 | Full Conversion | INR | [40 empty] | 193408.93 | 193408.93 | INR One Lakh Ninety Three Thousand Four Hundred & Eight and Paise Ninety Three Only | 151 | 170.81 |  |  |  |  | 1358992.45
25 | Applying 2 coats of Non-Toxic Acrylic Polymer modified Paint having adhesive & waterproofing properties by mixing in proportion (1 liquid: 4 cementitious material) or as per manufacturer's specification for water proofing layer in water tank etc. (No Departmental Cement is required) | BI01010001010000000000000515BI0100001136 | 1805 | Sqm | 290.72 |  |  | Excess(+) | 1 | Full Conversion | INR | [40 empty] | 524749.6 | 524749.6 | INR Five Lakh Twenty Four Thousand Seven Hundred & Forty Nine and Paise Sixty Only | 155 | 175.34 |  |  |  |  | 279775
26 | Dismantling carefully terraced floor only (including floor finish if any) or lime terracing in ground floor roof and removing rubbish as directed within a lead of 75 m. In Ground Floor including roof | BI01010001010000000000000515BI0100001137 | 140 | Cum | 835.96 |  |  | Excess(+) | 1 | Full Conversion | INR | [40 empty] | 117034.4 | 117034.4 | INR One Lakh Seventeen Thousand &Thirty Four and Paise Forty Only | 159 | 179.86 |  |  |  |  | 22260
27 | Dismantling artificial stone flooring upto 50 mm. thick by carefully chiselling without damaging the base and removing rubbish as directed within a lead of 75 m.In ground floor including roof | BI01010001010000000000000515BI0100001138 | 140 | Sqm | 56.56 |  |  | Excess(+) | 1 | Full Conversion | INR | [40 empty] | 7918.4 | 7918.4 | INR Seven Thousand Nine Hundred & Eighteen and Paise Forty Only | 133 | 150.45 |  |  |  |  | 18620
28 | Dismantling artificial stone flooring upto 50 mm. thick by carefully chiselling without damaging the base and removing rubbish as directed within a lead of 75 m.In first floor | BI01010001010000000000000515BI0100001139 | 120 | Sqm | 63.35 |  |  | Excess(+) | 1 | Full Conversion | INR | [40 empty] | 7602 | 7602 | INR Seven Thousand Six Hundred & Two Only | 137 | 154.97 |  |  |  |  | 16440
29 | Dismantling artificial stone flooring upto 50 mm. thick by carefully chiselling without damaging the base and removing rubbish as directed within a lead of 75 m.In second floor | BI01010001010000000000000515BI0100001140 | 170 | Sqm | 70.13 |  |  | Excess(+) | 1 | Full Conversion | INR | [40 empty] | 11922.1 | 11922.1 | INR Eleven Thousand Nine Hundred & Twenty Two and Paise Ten Only | 141 | 159.5 |  |  |  |  | 23970
30 | Cleaning the concrete surface by removing dirt and debris, marking defective locations and removing loose concrete by careful stripping untill hard surface is exposed, cutting the concrete to regular shape, wire brushing the exposed surface and removing debris from site complete as per direction of the Engineer - in - Charge. | BI01010001010000000000000515BI0100001141 | 900 | sqm | 101.81 |  |  | Excess(+) | 1 | Full Conversion | INR | [40 empty] | 91629 | 91629 | INR Ninety One Thousand Six Hundred & Twenty Nine Only | 736 | 832.56 |  |  |  |  | 662400
31 | Cleaning the exposed reinforcement preferably upto full diameter by wire brush, applying two coats of polymer based rust removing compound left for 24 hours, removing the coating and then applying two (2) coats of polymer modified anti corrosive protective coating formulated to inhibit the corrosion of reinforcement as per manufacturer's specification] [Mode of measurement:The affected surface area of reinforcement shall be considered for payment] | BI01010001010000000000000515BI0100001142 | 700 | sqm | 884.6 |  |  | Excess(+) | 1 | Full Conversion | INR | [40 empty] | 619220 | 619220 | INR Six Lakh Nineteen Thousand Two Hundred & Twenty Only | 48.5 | 54.86 |  |  |  |  | 33950
32 | Supplying fitting and fixing I.R.C. fabric mesh with covering battens including cost of screws etc complete (excluding the cost of battens). In ground Floor.75 mmx75mmx2.7 mmx2.7mm | BI01010001010000000000000515BI0100001143 | 850 | Sqm | 233.03 |  |  | Excess(+) | 1 | Full Conversion | INR | [40 empty] | 198075.5 | 198075.5 | INR One Lakh Ninety Eight Thousand &Seventy Five and Paise Fifty Only | 70 | 79.18 |  |  |  |  | 59500
33 | Cement concrete (1:1.5:3) with graded stone chips 5.6 mm size with hexagonal square mesh wire netting, I.R.C. fabric mesh or X.P.M. fitted and fixed after tying the existing reinforcement on concrete without distributing the same and with proper scarping and cleaning the reinforcement and disturbed concrete with wire brush etc. after applying a coat of cement including the cost of wire netting I.R.C or X. P. M. & cost of all handling and scaffolding complete as per direction of Engineer-in -charge.37.5 mm thick | BI01010001010000000000000515BI0100001144 | 2000 | Sqm | 658.36 |  |  | Excess(+) | 1 | Full Conversion | INR | [40 empty] | 1316720 | 1316720 | INR Thirteen Lakh Sixteen Thousand Seven Hundred & Twenty Only | 9.15 | 10.35 |  |  |  |  | 18300
34 | Applying epoxy based reactive joining agent for joining the old concrete with fresh concrete to be applied within manufacturer's specified time as per manufacturers specification. (0.4 Kg / m² of concrete surface). | BI01010001010000000000000515BI0100001145 | 500 | Sqm | 349.54 |  |  | Excess(+) | 1 | Full Conversion | INR | [40 empty] | 174770 | 174770 | INR One Lakh Seventy Four Thousand Seven Hundred & Seventy Only | 49 | 55.43 |  |  |  |  | 24500
35 | Ordinary Cement concrete (mix 1:2:4) with graded stone chips (6mm nominal size) excluding shuttering and reinforcement,if any, in ground floor as per relevant IS codes. Pakur Variety | BI01010001010000000000000515BI0100001146 | 10 | Cum | 6394.67 |  |  | Excess(+) | 1 | Full Conversion | INR | [40 empty] | 63946.7 | 63946.7 | INR Sixty Three Thousand Nine Hundred & Forty Six and Paise Seventy Only | 33.11 | 37.45 |  |  |  |  | 331.1
36 | Artificial stone in floor, dado, staircase etc with cement concrete (1:2:4) with stone chips, laid in panels as directed with topping made with ordinary or white cement (as necessary) and marble dust in proportion (1:2) including smooth finishing and rounding off corners including raking out joints or roughening of concrete surface and application of cement slurry before flooring works using cement @ 1.75 kg/sq.m all complete including all materials and labour. 35 mm sheet. In Ground Floor | BI01010001010000000000000515BI0100001147 | 262 | Sqm | 365.38 |  |  | Excess(+) | 1 | Full Conversion | INR | [40 empty] | 95729.56 | 95729.56 | INR Ninety Five Thousand Seven Hundred & Twenty Nine and Paise Fifty Six Only | 33.82 | 38.26 |  |  |  |  | 8860.84
37 | Artificial stone in floor, dado, staircase etc with cement concrete (1:2:4) with stone chips, laid in panels as directed with topping made with ordinary or white cement (as necessary) and marble dust in proportion (1:2) including smooth finishing and rounding off corners including raking out joints or roughening of concrete surface and application of cement slurry before flooring works using cement @ 1.75 kg/sq.m all complete including all materials and labour. 35 mm sheet. In first floor | BI01010001010000000000000515BI0100001148 | 264 | Sqm | 370.86 |  |  | Excess(+) | 1 | Full Conversion | INR | [40 empty] | 97907.04 | 97907.04 | INR Ninety Seven Thousand Nine Hundred & Seven and Paise Four Only | 34.53 | 39.06 |  |  |  |  | 9115.92
38 | Artificial stone in floor, dado, staircase etc with cement concrete (1:2:4) with stone chips, laid in panels as directed with topping made with ordinary or white cement (as necessary) and marble dust in proportion (1:2) including smooth finishing and rounding off corners including raking out joints or roughening of concrete surface and application of cement slurry before flooring works using cement @ 1.75 kg/sq.m all complete including all materials and labour. 35 mm sheet. In second floor | BI01010001010000000000000515BI0100001149 | 82 | Sqm | 376.42 |  |  | Excess(+) | 1 | Full Conversion | INR | [40 empty] | 30866.44 | 30866.44 | INR Thirty Thousand Eight Hundred & Sixty Six and Paise Forty Four Only | 79 | 89.36 |  |  |  |  | 6478
39 | Supplying, fitting & fixing 1st quality Ceramic tiles in walls and floors to match with the existing work & 4 nos. of key stones (10mm) fixed with araldite at the back of each tile & finishing the joints with white cement mixed with colouring oxide if required to match the colour of tiles including roughening of concrete surface, if necessary or by synthetic adhesive & grout materials etc.With Sand Cement Mortar (1:4) 20 mm thick & 2 mm thick cement slurry at back side of tiles using cement @ 2.91 Kg/Sq.m & joint filling using white cement slurry @ 0.20kg/Sq.m. (a) Area of each tile upto 0.09 Sq.m.Colour Decorative(in floor) Ground Floor | BI01010001010000000000000515BI0100001150 | 100 | Sqm | 842.74 |  |  | Excess(+) | 1 | Full Conversion | INR | [40 empty] | 84274 | 84274 | INR Eighty Four Thousand Two Hundred & Seventy Four Only | 1566 | 1771.46 |  |  |  |  | 156600
40 | Supplying, fitting & fixing 1st quality Ceramic tiles in walls and floors to match with the existing work & 4 nos. of key stones (10mm) fixed with araldite at the back of each tile & finishing the joints with white cement mixed with colouring oxide if required to match the colour of tiles including roughening of concrete surface, if necessary or by synthetic adhesive & grout materials etc.With Sand Cement Mortar (1:4) 20 mm thick & 2 mm thick cement slurry at back side of tiles using cement @ 2.91 Kg/Sq.m & joint filling using white cement slurry @ 0.20kg/Sq.m. (a) Area of each tile upto 0.09 Sq.m.Colour Decorative(in floor) First Floor | BI01010001010000000000000515BI0100001151 | 100 | Sqm | 848.4 |  |  | Excess(+) | 1 | Full Conversion | INR | [40 empty] | 84840 | 84840 | INR Eighty Four Thousand Eight Hundred & Forty Only | 9888 | 11185.31 |  |  |  |  | 988800
41 | Supplying, fitting & fixing 1st quality Ceramic tiles in walls and floors to match with the existing work & 4 nos. of key stones (10mm) fixed with araldite at the back of each tile & finishing the joints with white cement mixed with colouring oxide if required to match the colour of tiles including roughening of concrete surface, if necessary or by synthetic adhesive & grout materials etc.With Sand Cement Mortar (1:4) 20 mm thick & 2 mm thick cement slurry at back side of tiles using cement @ 2.91 Kg/Sq.m & joint filling using white cement slurry @ 0.20kg/Sq.m. (a) Area of each tile upto 0.09 Sq.m.Colour Decorative(in floor) Second Floor | BI01010001010000000000000515BI0100001152 | 100 | Sqm | 854.06 |  |  | Excess(+) | 1 | Full Conversion | INR | [40 empty] | 85406 | 85406 | INR Eighty Five Thousand Four Hundred & Six Only | 9986.88 | 11297.16 |  |  |  |  | 998688
42 | Supplying, fitting & fixing 1st quality Ceramic tiles in walls and floors to match with the existing work & 4 nos. of key stones (10mm) fixed with araldite at the back of each tile & finishing the joints with white cement mixed with colouring oxide if required to match the colour of tiles including roughening of concrete surface, if necessary or by synthetic adhesive & grout materials etc.With Sand Cement Mortar (1:3) 15 mm thick & 2 mm thick cement slurry at back side of tiles using cement @ 2.91 Kg/Sq.m & joint filling using white cement slurry @ 0.20kg/Sq.m. (a) Area of each tile upto 0.09 Sq.m.Colour Decorative(in wall) Ground Floor | BI01010001010000000000000515BI0100001153 | 340 | Sqm | 848.4 |  |  | Excess(+) | 1 | Full Conversion | INR | [40 empty] | 288456 | 288456 | INR Two Lakh Eighty Eight Thousand Four Hundred & Fifty Six Only | 10086.75 | 11410.13 |  |  |  |  | 3429495
43 | Supplying, fitting & fixing 1st quality Ceramic tiles in walls and floors to match with the existing work & 4 nos. of key stones (10mm) fixed with araldite at the back of each tile & finishing the joints with white cement mixed with colouring oxide if required to match the colour of tiles including roughening of concrete surface, if necessary or by synthetic adhesive & grout materials etc.With Sand Cement Mortar (1:3) 15 mm thick & 2 mm thick cement slurry at back side of tiles using cement @ 2.91 Kg/Sq.m & joint filling using white cement slurry @ 0.20kg/Sq.m. (a) Area of each tile upto 0.09 Sq.m.Colour Decorative(in wall) First Floor | BI01010001010000000000000515BI0100001154 | 340 | Sqm | 854.06 |  |  | Excess(+) | 1 | Full Conversion | INR | [40 empty] | 290380.4 | 290380.4 | INR Two Lakh Ninety Thousand Three Hundred & Eighty and Paise Forty Only | 5991.12 | 6777.15 |  |  |  |  | 2036980.8
44 | Supplying, fitting & fixing 1st quality Ceramic tiles in walls and floors to match with the existing work & 4 nos. of key stones (10mm) fixed with araldite at the back of each tile & finishing the joints with white cement mixed with colouring oxide if required to match the colour of tiles including roughening of concrete surface, if necessary or by synthetic adhesive & grout materials etc.With Sand Cement Mortar (1:3) 15 mm thick & 2 mm thick cement slurry at back side of tiles using cement @ 2.91 Kg/Sq.m & joint filling using white cement slurry @ 0.20kg/Sq.m. (a) Area of each tile upto 0.09 Sq.m.Colour Decorative(in wall) Second Floor | BI01010001010000000000000515BI0100001155 | 340 | Sqm | 859.71 |  |  | Excess(+) | 1 | Full Conversion | INR | [40 empty] | 292301.4 | 292301.4 | INR Two Lakh Ninety Two Thousand Three Hundred & One and Paise Forty Only | 6086.12 | 6884.62 |  |  |  |  | 2069280.8
45 | Plaster (to wall, floor, ceiling etc.) with sand and cement mortar including rounding off or chamfering corners as directed and raking out joints including throating, nosing and drip course, scaffolding/staging where necessary. [Excluding cost of chipping over concrete surface] With 1:4 cement mortar.20 mm thick.Ground Floor | BI01010001010000000000000515BI0100001156 | 1500 | Sqm | 210.4 |  |  | Excess(+) | 1 | Full Conversion | INR | [40 empty] | 315600 | 315600 | INR Three Lakh Fifteen Thousand Six Hundred Only | 6181.12 | 6992.08 |  |  |  |  | 9271680
46 | Plaster (to wall, floor, ceiling etc.) with sand and cement mortar including rounding off or chamfering corners as directed and raking out joints including throating, nosing and drip course, scaffolding/staging where necessary. [Excluding cost of chipping over concrete surface] With 1:4 cement mortar.20 mm thick..First Floor | BI01010001010000000000000515BI0100001157 | 1500 | Sqm | 214.93 |  |  | Excess(+) | 1 | Full Conversion | INR | [40 empty] | 322395 | 322395 | INR Three Lakh Twenty Two Thousand Three Hundred & Ninety Five Only | 71416 | 80785.78 |  |  |  |  | 107124000
47 | Plaster (to wall, floor, ceiling etc.) with sand and cement mortar including rounding off or chamfering corners as directed and raking out joints including throating, nosing and drip course, scaffolding/staging where necessary. [Excluding cost of chipping over concrete surface] With 1:4 cement mortar.20 mm thick.Second Floor | BI01010001010000000000000515BI0100001158 | 1500 | Sqm | 219.45 |  |  | Excess(+) | 1 | Full Conversion | INR | [40 empty] | 329175 | 329175 | INR Three Lakh Twenty Nine Thousand One Hundred & Seventy Five Only | 71896 | 81328.76 |  |  |  |  | 107844000
48 | Plaster (to wall, floor, ceiling etc.) with sand and cement mortar including rounding off or chamfering corners as directed and raking out joints including throating, nosing and drip course, scaffolding/staging where necessary. [Excluding cost of chipping over concrete surface] With 1:4 cement mortar.20 mm thick.Third Floor(Mumty) | BI01010001010000000000000515BI0100001159 | 400 | Sqm | 223.98 |  |  | Excess(+) | 1 | Full Conversion | INR | [40 empty] | 89592 | 89592 | INR Eighty Nine Thousand Five Hundred & Ninety Two Only | 72376 | 81871.73 |  |  |  |  | 28950400
49 | Plaster (to wall, floor, ceiling etc.) with sand and cement mortar including rounding off or chamfering corners as directed and raking out joints including throating, nosing and drip course, scaffolding/staging where necessary. [Excluding cost of chipping over concrete surface] With 1:4 cement mortar.15 mm thick.Ground Floor | BI01010001010000000000000515BI0100001160 | 920 | Sqm | 182.12 |  |  | Excess(+) | 1 | Full Conversion | INR | [40 empty] | 167550.4 | 167550.4 | INR One Lakh Sixty Seven Thousand Five Hundred & Fifty and Paise Forty Only | 369 | 417.41 |  |  |  |  | 339480
50 | Plaster (to wall, floor, ceiling etc.) with sand and cement mortar including rounding off or chamfering corners as directed and raking out joints including throating, nosing and drip course, scaffolding/staging where necessary. [Excluding cost of chipping over concrete surface] With 1:4 cement mortar.15 mm thick.First Floor | BI01010001010000000000000515BI0100001161 | 920 | Sqm | 186.65 |  |  | Excess(+) | 1 | Full Conversion | INR | [40 empty] | 171718 | 171718 | INR One Lakh Seventy One Thousand Seven Hundred & Eighteen Only | 387 | 437.77 |  |  |  |  | 356040
51 | Plaster (to wall, floor, ceiling etc.) with sand and cement mortar including rounding off or chamfering corners as directed and raking out joints including throating, nosing and drip course, scaffolding/staging where necessary. [Excluding cost of chipping over concrete surface] With 1:4 cement mortar.15 mm thick.Second Floor | BI01010001010000000000000515BI0100001162 | 920 | Sqm | 191.17 |  |  | Excess(+) | 1 | Full Conversion | INR | [40 empty] | 175876.4 | 175876.4 | INR One Lakh Seventy Five Thousand Eight Hundred & Seventy Six and Paise Forty Only | 405 | 458.14 |  |  |  |  | 372600
52 | Plaster (to wall, floor, ceiling etc.) with sand and cement mortar including rounding off or chamfering corners as directed and raking out joints including throating, nosing and drip course, scaffolding/staging where necessary. [Excluding cost of chipping over concrete surface] With 1:4 cement mortar.15 mm thick.Third Floor(Mumty) | BI01010001010000000000000515BI0100001163 | 100 | Sqm | 195.7 |  |  | Excess(+) | 1 | Full Conversion | INR | [40 empty] | 19570 | 19570 | INR Nineteen Thousand Five Hundred & Seventy Only | 83218 | 94136.2 | 8321800 |  |  |  | 8321800
53 | Plaster (to wall, floor, ceiling etc.) with sand and cement mortar including rounding off or chamfering corners as directed and raking out joints including throating, nosing and drip course, scaffolding/staging where necessary. [Excluding cost of chipping over concrete surface] With 1:4 cement mortar.10 mm thick.Ground Floor | BI01010001010000000000000515BI0100001164 | 400 | Sqm | 145.92 |  |  | Excess(+) | 1 | Full Conversion | INR | [40 empty] | 58368 | 58368 | INR Fifty Eight Thousand Three Hundred & Sixty Eight Only | 83418 | 94362.44 | 33367200 |  |  |  | 33367200
54 | Plaster (to wall, floor, ceiling etc.) with sand and cement mortar including rounding off or chamfering corners as directed and raking out joints including throating, nosing and drip course, scaffolding/staging where necessary. [Excluding cost of chipping over concrete surface] With 1:4 cement mortar.10 mm thick.First Floor | BI01010001010000000000000515BI0100001165 | 400 | Sqm | 150.45 |  |  | Excess(+) | 1 | Full Conversion | INR | [40 empty] | 60180 | 60180 | INR Sixty Thousand One Hundred & Eighty Only | 83618 | 94588.68 | 33447200 |  |  |  | 33447200
55 | Plaster (to wall, floor, ceiling etc.) with sand and cement mortar including rounding off or chamfering corners as directed and raking out joints including throating, nosing and drip course, scaffolding/staging where necessary. [Excluding cost of chipping over concrete surface] With 1:4 cement mortar.10 mm thick.Second Floor | BI01010001010000000000000515BI0100001166 | 400 | Sqm | 154.97 |  |  | Excess(+) | 1 | Full Conversion | INR | [40 empty] | 61988 | 61988 | INR Sixty One Thousand Nine Hundred & Eighty Eight Only | 2359 | 2668.5 |  |  |  |  | 943600
56 | Plaster (to wall, floor, ceiling etc.) with sand and cement mortar including rounding off or chamfering corners as directed and raking out joints including throating, nosing and drip course, scaffolding/staging where necessary. [Excluding cost of chipping over concrete surface] With 1:4 cement mortar.10 mm thick.Third Floor(Mumty) | BI01010001010000000000000515BI0100001167 | 40 | Sqm | 159.5 |  |  | Excess(+) | 1 | Full Conversion | INR | [40 empty] | 6380 | 6380 | INR Six Thousand Three Hundred & Eighty Only | 2373 | 2684.34 |  |  |  |  | 94920
57 | Labour for taking out door and window frame including shutter for repair or replacement of different parts of the frameupto 2.5 sqm | BI01010001010000000000000515BI0100001168 | 400 | Sqm | 134.61 |  |  | Excess(+) | 1 | Full Conversion | INR | [40 empty] | 53844 | 53844 | INR Fifty Three Thousand Eight Hundred & Forty Four Only | 2387 | 2700.17 |  |  |  |  | 954800
58 | Wood work in door and window frame fitted and fixed in position complete including a protective coat of painting at the contact surface of the frame exluding cost of concrete, Iron Butt Hinges and M.S clamps. (The quantum should be correted upto three decimals).Sal-Local | BI01010001010000000000000515BI0100001169 | 2.5 | Cum | 81341.2 |  |  | Excess(+) | 1 | Full Conversion | INR | [40 empty] | 203353 | 203353 | INR Two Lakh Three Thousand Three Hundred & Fifty Three Only | 2763 | 3125.51 |  |  |  |  | 6907.5
59 | Supplying, fitting and fixing M.S. clamps for door and window frame made of flat bent bar, end bifurcated with necessary screws etc. by cement concrete(1:2:4) as per direction. (Cost of concrete will be paid separately) 40mm X 6mm, 200mm Length.for doors and windows | BI01010001010000000000000515BI0100001170 | 300 | Each | 28.28 |  |  | Excess(+) | 1 | Full Conversion | INR | [40 empty] | 8484 | 8484 | INR Eight Thousand Four Hundred & Eighty Four Only | 2777 | 3141.34 |  |  |  |  | 833100
60 | Glazed shutters of doors, windows, fan light, clerestory windows etc. as per design (with ordinary glass of 7.4kg./sq.m. 3mm. Thick) fitted with putty bed and teak wood bead and nails including fitting and fixing shutter in position but excluding the cost of hinges and other fittings. cost of glass, putty, wooded beads etc.will be paid separately. 25mm thick shutters.Sishu, Gamar, Champ,Badam,Bhola, Mogra, Hallak. All floors | BI01010001010000000000000515BI0100001171 | 100 | Sqm | 2567.82 |  |  | Excess(+) | 1 | Full Conversion | INR | [40 empty] | 256782 | 256782 | INR Two Lakh Fifty Six Thousand Seven Hundred & Eighty Two Only | 2791 | 3157.18 |  |  |  |  | 279100
61 | Supplying best Indian sheet glass panes set in putty and fitted and fixed with nails and putty complete. (In all floors for internal wall & upto 6 m height for external wall) 3 mm thick (weighing 7.4 kg/Sq.m) | BI01010001010000000000000515BI0100001172 | 350 | Sqm | 539.58 |  |  | Excess(+) | 1 | Full Conversion | INR | [40 empty] | 188853 | 188853 | INR One Lakh Eighty Eight Thousand Eight Hundred & Fifty Three Only | 497 | 562.21 |  |  |  |  | 173950
62 | Panel shutters of door and window, as per design (each panel consisting of single plank without joint), including fitting and fixing the same in position but excluding the cost of hinge and other fittings. All floors 40mm thick shutters with 19mm thick panel of size 30 to 45 cmSishu, Gamar, Champ,Badam,Bhola, Mogra, Hallak. | BI01010001010000000000000515BI0100001173 | 300 | Sqm | 3357.4 |  |  | Excess(+) | 1 | Full Conversion | INR | [40 empty] | 1007220 | 1007220 | INR Ten Lakh Seven Thousand Two Hundred & Twenty Only | 119 | 134.61 |  |  |  |  | 35700
63 | Iron butt hinges of approved quality fitted and fixed with steel screws, with ISI mark. 100mm. X 58mm. X 1.90mm. For door and windows | BI01010001010000000000000515BI0100001174 | 1500 | Each | 53.17 |  |  | Excess(+) | 1 | Full Conversion | INR | [40 empty] | 79755 | 79755 | INR Seventy Nine Thousand Seven Hundred & Fifty Five Only | 398 | 450.22 |  |  |  |  | 597000
64 | Iron socket bolt of approved quality fitted and fixed complete. 100mm long x 10mm dia bolt for door and windows | BI01010001010000000000000515BI0100001175 | 300 | Each | 45.25 |  |  | Excess(+) | 1 | Full Conversion | INR | [40 empty] | 13575 | 13575 | INR Thirteen Thousand Five Hundred & Seventy Five Only | 17 | 19.23 |  |  |  |  | 5100
65 | Iron door ring of approved quality fitted and fixed with nut and washer complete.50mm dia. | BI01010001010000000000000515BI0100001176 | 200 | Each | 19.23 |  |  | Excess(+) | 1 | Full Conversion | INR | [40 empty] | 3846 | 3846 | INR Three Thousand Eight Hundred & Forty Six Only | 51 | 57.69 |  |  |  |  | 10200
66 | M.S.or W.I. Ornamental grill of approved design joints continuously welded with M.S, W.I. Flats and bars of windows, railing etc. fitted and fixed with necessary screws and lugs. Grill weighing above 10 Kg./sq.mtr and up to 16 Kg./sq. mtr.In ground floor | BI01010001010000000000000515BI0100001177 | 10 | Qntl. | 11335.76 |  |  | Excess(+) | 1 | Full Conversion | INR | [40 empty] | 113357.6 | 113357.6 | INR One Lakh Thirteen Thousand Three Hundred & Fifty Seven and Paise Sixty Only | 6 | 6.79 |  |  |  |  | 60
67 | M.S.or W.I. Ornamental grill of approved design joints continuously welded with M.S, W.I. Flats and bars of windows, railing etc. fitted and fixed with necessary screws and lugs. Grill weighing above 10 Kg./sq.mtr and up to 16 Kg./sq. mtr.In first floor | BI01010001010000000000000515BI0100001178 | 10 | Qntl. | 11449.11 |  |  | Excess(+) | 1 | Full Conversion | INR | [40 empty] | 114491.1 | 114491.1 | INR One Lakh Fourteen Thousand Four Hundred & Ninety One and Paise Ten Only | 337 | 381.21 |  |  |  |  | 3370
68 | M.S.or W.I. Ornamental grill of approved design joints continuously welded with M.S, W.I. Flats and bars of windows, railing etc. fitted and fixed with necessary screws and lugs. Grill weighing above 10 Kg./sq.mtr and up to 16 Kg./sq. mtr.In second floor | BI01010001010000000000000515BI0100001179 | 10 | Qntl. | 11563.6 |  |  | Excess(+) | 1 | Full Conversion | INR | [40 empty] | 115636 | 115636 | INR One Lakh Fifteen Thousand Six Hundred & Thirty Six Only | 342.06 | 386.94 |  |  |  |  | 3420.6
69 | Priming one coat on steel or other metal surface with synthetic oil bound primer of approved quality including smoothening surfaces by sand papering etc | BI01010001010000000000000515BI0100001180 | 1300 | Sqm | 32.8 |  |  | Excess(+) | 1 | Full Conversion | INR | [40 empty] | 42640 | 42640 | INR Forty Two Thousand Six Hundred & Forty Only | 347.19 | 392.74 |  |  |  |  | 451347
70 | Priming one coat on timber or plastered surface with synthetic oil bound primer of approved quality including smoothening surfaces by sand papering etc. | BI01010001010000000000000515BI0100001181 | 1500 | Sqm | 42.99 |  |  | Excess(+) | 1 | Full Conversion | INR | [40 empty] | 64485 | 64485 | INR Sixty Four Thousand Four Hundred & Eighty Five Only | 50 | 56.56 |  |  |  |  | 75000
71 | Painting with best quality synthetic enamel paint of approved make and brand including smoothening surface by sand papering etc. including using of approved putty etc. on the surface, if necessary : On timber or plastered surface. With super gloss (hi-gloss) - Two coats (with any shade except white) | BI01010001010000000000000515BI0100001182 | 1500 | Sqm | 91.63 |  |  | Excess(+) | 1 | Full Conversion | INR | [40 empty] | 137445 | 137445 | INR One Lakh Thirty Seven Thousand Four Hundred & Forty Five Only | 56 | 63.35 |  |  |  |  | 84000
72 | Painting with best quality synthetic enamel paint of approved make and brand including smoothening surface by sand papering etc. including using of approved putty etc. on the surface, if necessary : On steel or other metal surface. With super gloss (hi-gloss) - Two coats (with any shade except white) | BI01010001010000000000000515BI0100001183 | 1300 | Sqm | 89.36 |  |  | Excess(+) | 1 | Full Conversion | INR | [40 empty] | 116168 | 116168 | INR One Lakh Sixteen Thousand One Hundred & Sixty Eight Only | 62 | 70.13 |  |  |  |  | 80600
73 | Uprooting and removing plants from the surface of walls parapet etc and making good damages.Small plant of girth of exposed stem upto 75 mm. lift upto 6 mtr. | BI01010001010000000000000515BI0100001184 | 40 | Each | 56.56 |  |  | Excess(+) | 1 | Full Conversion | INR | [40 empty] | 2262.4 | 2262.4 | INR Two Thousand Two Hundred & Sixty Two and Paise Forty Only | 407 | 460.4 |  |  |  |  | 16280
74 | Uprooting and removing plants from the surface of walls parapet etc and making good damages.Medium size plant of girth of exposed stem above 75 mm. but not exceeding 150 mm. lift upto 6 mtr. | BI01010001010000000000000515BI0100001185 | 30 | Each | 67.87 |  |  | Excess(+) | 1 | Full Conversion | INR | [40 empty] | 2036.1 | 2036.1 | INR Two Thousand &Thirty Six and Paise Ten Only | 6 | 6.79 |  |  |  |  | 180
75 | Uprooting and removing plants from the surface of walls parapet etc and making good damages.Large plant of girth of exposed stem above 150 mm. but not exceeding 225 mm. lift upto 6 mtr. | BI01010001010000000000000515BI0100001186 | 15 | Each | 211.53 |  |  | Excess(+) | 1 | Full Conversion | INR | [40 empty] | 3172.95 | 3172.95 | INR Three Thousand One Hundred & Seventy Two and Paise Ninety Five Only | 6 | 6.79 |  |  |  |  | 90
76 | Providing and fixing double scaffolding system (cup lock type) on the exterior / interior side of building/structure upto 25m height,above ground level including additional rows of scaffolding in stepped manner as per requirement for side made with 40mm dia M.S tube place 1.5m c/c horizontal and vertical tube joint with cup lock system with M.S tubeds, challis M.S clamp stari case system in the scaffolding for working platform etc. and maintaining it an as servisable condition for execution of work of cleaning and /or pointing and / or applying chemical and removing thereafter. the scaffolding system shall be stippend with bracing runners connecting with the building etc., whereever required, if feasible, for inspection of work at required locations with essential safety features for the work men etc. complete as per directions and approval of engineer. note:(1) the elevational area of the scaffolding shall be meassured for payment purpose.(2) the payment will be made once only for execution of all items of such work. | BI01010001010000000000000515BI0100001187 | 1700 | Sqm | 181.16 |  |  | Excess(+) | 1 | Full Conversion | INR | [40 empty] | 307972 | 307972 | INR Three Lakh Seven Thousand Nine Hundred & Seventy Two Only | 8 | 9.05 |  |  |  |  | 13600
77 | Removing scum from the bottom floor of service latrine washing the floor thoroughly and treating the same with liberal sprinkling of bleaching powder (including cost of bleaching power) | BI01010001010000000000000515BI0100001188 | 250 | Sqm | 36.2 |  |  | Excess(+) | 1 | Full Conversion | INR | [40 empty] | 9050 | 9050 | INR Nine Thousand &Fifty Only | 8 | 9.05 |  |  |  |  | 2000
78 | Scraping of moss, blisters etc.thoroughly from exterior surface of walls necessitating the use of scraper, wire brush etc.(Payment against this item will be made only when this has been done on the specific direction of the Engineer-in-charge) | BI01010001010000000000000515BI0100001189 | 3500 | Sqm | 7.92 |  |  | Excess(+) | 1 | Full Conversion | INR | [40 empty] | 27720 | 27720 | INR Twenty Seven Thousand Seven Hundred & Twenty Only | 8 | 9.05 |  |  |  |  | 28000
79 | Removing old scales, blisters etc. of interior surface of walls,ceiling by scraping etc. and preparing smooth and even surface with rendering or cement mortar (1:2) (as necessary), to make the surface suitable for receiving distemper. (Payment against this item will be made only when this has been done on the specific direction of the Engineer-in-charge). | BI01010001010000000000000515BI0100001190 | 6500 | Sqm | 11.48 |  |  | Excess(+) | 1 | Full Conversion | INR | [40 empty] | 74620 | 74620 | INR Seventy Four Thousand Six Hundred & Twenty Only | 11 | 12.44 |  |  |  |  | 71500
80 | Removing corroded worn out portion of reinforcement (when the area of bar is damaged by more than 25%) by cutting and replacing the same by a new plain round bar of requisite diameter by binding with required lap / welding with old bar, including cost of reinforcement, complete in all respect including removing unserviceable materials from site as per direction of the Engineer - in - charge. Note : Payment on weight (Kg.) of new reinforcement. | BI01010001010000000000000515BI0100001191 | 90 | Kg | 100.68 |  |  | Excess(+) | 1 | Full Conversion | INR | [40 empty] | 9061.2 | 9061.2 | INR Nine Thousand &Sixty One and Paise Twenty Only | 11 | 12.44 |  |  |  |  | 990
81 | Cement concrete (1:1.5:3) with graded stone chips 5.6 mm size with hexagonal square mesh wire netting, I.R.C. fabric mesh or X.P.M. fitted and fixed after tying the existing reinforcement on concrete without distributing the same and with proper scarping and cleaning the reinforcement and disturbed concrete with wire brush etc. after applying a coat of cement including the cost of wire netting I.R.C or X. P. M. & cost of all handling and scaffolding complete as per direction of Engineer-in -charge.37.5 mm thick.In Roof Treatment | BI01010001010000000000000515BI0100001192 | 1820 | Sqm | 658.36 |  |  | Excess(+) | 1 | Full Conversion | INR | [40 empty] | 1198215.2 | 1198215.2 | INR Eleven Lakh Ninety Eight Thousand Two Hundred & Fifteen and Paise Twenty Only | 912 | 1031.65 |  |  |  |  | 1659840
82 | Neat cement punning about 1.5mm thick in wall, dado, window sill, floor etc. NOTE:Cement 0.152 cu.m per100 sq.m. | BI01010001010000000000000515BI0100001193 | 2200 | Sqm | 38.46 |  |  | Excess(+) | 1 | Full Conversion | INR | [40 empty] | 84612 | 84612 | INR Eighty Four Thousand Six Hundred & Twelve Only | 208 | 235.29 |  |  |  |  | 457600
83 | Plinth Protection works with surface drain | BI01010001010000000000000515BI0100001194 | 220 | Rmt. | 2208.1 |  |  | Excess(+) | 1 | Full Conversion | INR | [40 empty] | 485782 | 485782 | INR Four Lakh Eighty Five Thousand Seven Hundred & Eighty Two Only | 283 | 320.13 |  |  |  |  | 62260
84 | White washing including cleaning and smoothening surface thoroughly Three Coats All floors | BI01010001010000000000000515BI0100001195 | 18000 | Sqm | 22.64 |  |  | Excess(+) | 1 | Full Conversion | INR | [40 empty] | 407520 | 407520 | INR Four Lakh Seven Thousand Five Hundred & Twenty Only | 403 | 455.87 |  |  |  |  | 7254000
85 | Applying Exterior grade Acrylic primer of approved quality and brand on plastered or cencrete surface old or new surface to receive decorative textured (matt finish) or smooth finish acrylic exterior emulsion paint including scraping and preparing the surface throughly, complete as per manufacturer's specification and as per direction of the EIC. Single Coat.In Ground Floor | BI01010001010000000000000515BI0100001196 | 2300 | Sqm | 35.52 |  |  | Excess(+) | 1 | Full Conversion | INR | [40 empty] | 81696 | 81696 | INR Eighty One Thousand Six Hundred & Ninety Six Only | 658 | 744.33 |  |  |  |  | 1513400
86 | Applying Exterior grade Acrylic primer of approved quality and brand on plastered or cencrete surface old or new surface to receive decorative textured (matt finish) or smooth finish acrylic exterior emulsion paint including scraping and preparing the surface throughly, complete as per manufacturer's specification and as per direction of the EIC. Single CoatIn first floor | BI01010001010000000000000515BI0100001197 | 2300 | Sqm | 36.32 |  |  | Excess(+) | 1 | Full Conversion | INR | [40 empty] | 83536 | 83536 | INR Eighty Three Thousand Five Hundred & Thirty Six Only | 9608 | 10868.57 |  |  |  |  | 22098400
87 | Applying Exterior grade Acrylic primer of approved quality and brand on plastered or cencrete surface old or new surface to receive decorative textured (matt finish) or smooth finish acrylic exterior emulsion paint including scraping and preparing the surface throughly, complete as per manufacturer's specification and as per direction of the EIC. Single CoatIn second floor | BI01010001010000000000000515BI0100001198 | 2300 | Sqm | 37.13 |  |  | Excess(+) | 1 | Full Conversion | INR | [40 empty] | 85399 | 85399 | INR Eighty Five Thousand Three Hundred & Ninety Nine Only | 2277 | 2575.74 |  |  |  |  | 5237100
88 | Applying Exterior grade Acrylic primer of approved quality and brand on plastered or cencrete surface old or new surface to receive decorative textured (matt finish) or smooth finish acrylic exterior emulsion paint including scraping and preparing the surface throughly, complete as per manufacturer's specification and as per direction of the EIC. Single CoatIn third floor(Mumty) | BI01010001010000000000000515BI0100001199 | 500 | Sqm | 37.93 |  |  | Excess(+) | 1 | Full Conversion | INR | [40 empty] | 18965 | 18965 | INR Eighteen Thousand Nine Hundred & Sixty Five Only | 1590 | 1798.61 |  |  |  |  | 795000
89 | Protective and Decorative Acrylic exterior emulsion paint of approved quality, as per manufacturer's specification and as per direction of Engineer-in-Charge to be applied over acrylic primer as required. The rate includes cost of material, labour, scaffolding and all incidental charges but excluding the cost of primer.Premium 100% Acrylic Emulsion,two coats In ground floor | BI01010001010000000000000515BI0100001200 | 2300 | Sqm | 95.02 |  |  | Excess(+) | 1 | Full Conversion | INR | [40 empty] | 218546 | 218546 | INR Two Lakh Eighteen Thousand Five Hundred & Forty Six Only | 1160 | 1312.19 |  |  |  |  | 2668000
90 | Protective and Decorative Acrylic exterior emulsion paint of approved quality, as per manufacturer's specification and as per direction of Engineer-in-Charge to be applied over acrylic primer as required. The rate includes cost of material, labour, scaffolding and all incidental charges but excluding the cost of primer.Premium 100% Acrylic Emulsion,two coats In first floor | BI01010001010000000000000515BI0100001201 | 2300 | Sqm | 95.82 |  |  | Excess(+) | 1 | Full Conversion | INR | [40 empty] | 220386 | 220386 | INR Two Lakh Twenty Thousand Three Hundred & Eighty Six Only | 778 | 880.07 |  |  |  |  | 1789400
91 | Protective and Decorative Acrylic exterior emulsion paint of approved quality, as per manufacturer's specification and as per direction of Engineer-in-Charge to be applied over acrylic primer as required. The rate includes cost of material, labour, scaffolding and all incidental charges but excluding the cost of primer.Premium 100% Acrylic Emulsion,two coats In second floor | BI01010001010000000000000515BI0100001202 | 2300 | Sqm | 96.63 |  |  | Excess(+) | 1 | Full Conversion | INR | [40 empty] | 222249 | 222249 | INR Two Lakh Twenty Two Thousand Two Hundred & Forty Nine Only | 211 | 238.68 |  |  |  |  | 485300
92 | Protective and Decorative Acrylic exterior emulsion paint of approved quality, as per manufacturer's specification and as per direction of Engineer-in-Charge to be applied over acrylic primer as required. The rate includes cost of material, labour, scaffolding and all incidental charges but excluding the cost of primer.Premium 100% Acrylic Emulsion,two coats In third floor(Mumty) | BI01010001010000000000000515BI0100001203 | 500 | Sqm | 97.43 |  |  | Excess(+) | 1 | Full Conversion | INR | [40 empty] | 48715 | 48715 | INR Forty Eight Thousand Seven Hundred & Fifteen Only | 315 | 356.33 |  |  |  |  | 157500
93 | Supplying, fitting and fixing fibre reinforced polymer (FRP) Composite door frame as per approved section with glass fibre reinforced plastic moulded skins and a special sandwich core, so as to impart monolitaheic composite structure as per approved technology of Department of Science and Technology (DST) to safisfy IS: 4020 door testing performance criteria..66mm x 90mm | BI01010001010000000000000515BI0100001204 | 415 | Rmt. | 562.21 |  |  | Excess(+) | 1 | Full Conversion | INR | [40 empty] | 233317.15 | 233317.15 | INR Two Lakh Thirty Three Thousand Three Hundred & Seventeen and Paise Fifteen Only | 322 | 364.25 |  |  |  |  | 133630
94 | Supplying, fitting & fixing fibre reinforced polymer (FRP) Composite door shutters as per approved design with glass fibre reinforced plastic moulded skins and a special sandwich core, so as to impart monolitaheic composite structure as per approved technology of Department of Science and Technology (DST) to satisfy IS:4020 door testing performance criteria. 25 mm thick.In ground floor. | BI01010001010000000000000515BI0100001205 | 45 | Sqm | 2919.63 |  |  | Excess(+) | 1 | Full Conversion | INR | [40 empty] | 131383.35 | 131383.35 | INR One Lakh Thirty One Thousand Three Hundred & Eighty Three and Paise Thirty Five Only | 324 | 366.51 |  |  |  |  | 14580
95 | Supplying, fitting & fixing fibre reinforced polymer (FRP) Composite door shutters as per approved design with glass fibre reinforced plastic moulded skins and a special sandwich core, so as to impart monolitaheic composite structure as per approved technology of Department of Science and Technology (DST) to satisfy IS:4020 door testing performance criteria. 25 mm thick.In first floor. | BI01010001010000000000000515BI0100001206 | 45 | Sqm | 2935.46 |  |  | Excess(+) | 1 | Full Conversion | INR | [40 empty] | 132095.7 | 132095.7 | INR One Lakh Thirty Two Thousand &Ninety Five and Paise Seventy Only | 337 | 381.21 |  |  |  |  | 15165
96 | Supplying, fitting & fixing fibre reinforced polymer (FRP) Composite door shutters as per approved design with glass fibre reinforced plastic moulded skins and a special sandwich core, so as to impart monolitaheic composite structure as per approved technology of Department of Science and Technology (DST) to satisfy IS:4020 door testing performance criteria. 25 mm thick.In second floor. | BI01010001010000000000000515BI0100001207 | 45 | Sqm | 2951.3 |  |  | Excess(+) | 1 | Full Conversion | INR | [40 empty] | 132808.5 | 132808.5 | INR One Lakh Thirty Two Thousand Eight Hundred & Eight and Paise Fifty Only | 85 | 96.15 |  |  |  |  | 3825
97 | Anodised aluminium barrel / tower / socket bolt (full covered) of approved manufactured from extruded section conforming to I.S. 204/74 fitted and fixed with cadmium plated screws: 100mm long x 10mm dia. bolt. For PVC Door Shutter | BI01010001010000000000000515BI0100001208 | 168 | Each | 59.95 |  |  | Excess(+) | 1 | Full Conversion | INR | [40 empty] | 10071.6 | 10071.6 | INR Ten Thousand &Seventy One and Paise Sixty Only | 85 | 96.15 |  |  |  |  | 14280
98 | Anodised aliminium D-type handle of approved quality manufactured from extruded section conforming to I.S. specification (I.S. 230/72) fitted and fixed complete: With Round Base 100 mm grip and 10 mm dia rod for PVC Door Shutter | BI01010001010000000000000515BI0100001209 | 336 | Each | 62.22 |  |  | Excess(+) | 1 | Full Conversion | INR | [40 empty] | 20905.92 | 20905.92 | INR Twenty Thousand Nine Hundred & Five and Paise Ninety Two Only | 206 | 233.03 |  |  |  |  | 69216
99 | Anodised aluminium butt hinges of approved quality manufactured from extruded section conforming to I.S. specification (I.S. 205/66) and fitted and fixed with cadmium plated screws: 75 x 63 x 3.2mm. For PVC Door Shutter | BI01010001010000000000000515BI0100001210 | 252 | Each | 70.13 |  |  | Excess(+) | 1 | Full Conversion | INR | [40 empty] | 17672.76 | 17672.76 | INR Seventeen Thousand Six Hundred & Seventy Two and Paise Seventy Six Only | 89 | 100.68 |  |  |  |  | 22428
100 | Labour for dismantling G.I. pipe with fittings.15 mm | BI01010001010000000000000515BI0100001211 | 140 | mtr. | 6.79 |  |  | Excess(+) | 1 | Full Conversion | INR | [40 empty] | 950.6 | 950.6 | INR Nine Hundred & Fifty and Paise Sixty Only | 120 | 135.74 |  |  |  |  | 16800
101 | Labour for dismantling G.I. pipe with fittings.25 mm | BI01010001010000000000000515BI0100001212 | 100 | mtr. | 6.79 |  |  | Excess(+) | 1 | Full Conversion | INR | [40 empty] | 679 | 679 | INR Six Hundred & Seventy Nine Only | 147 | 166.29 |  |  |  |  | 14700
102 | Labour for dismantling G.I. pipe with fittings.32 mm | BI01010001010000000000000515BI0100001213 | 130 | mtr. | 6.79 |  |  | Excess(+) | 1 | Full Conversion | INR | [40 empty] | 882.7 | 882.7 | INR Eight Hundred & Eighty Two and Paise Seventy Only | 33 | 37.33 |  |  |  |  | 4290
103 | Labour for dismantling G.I. pipe with fittings.80 mm | BI01010001010000000000000515BI0100001214 | 150 | mtr | 12.44 |  |  | Excess(+) | 1 | Full Conversion | INR | [40 empty] | 1866 | 1866 | INR One Thousand Eight Hundred & Sixty Six Only | 21 | 23.76 |  |  |  |  | 3150
104 | Labour for dismantling G.I. pipe with fittings.100 mm | BI01010001010000000000000515BI0100001215 | 80 | mtr. | 12.44 |  |  | Excess(+) | 1 | Full Conversion | INR | [40 empty] | 995.2 | 995.2 | INR Nine Hundred & Ninety Five and Paise Twenty Only | 43 | 48.64 |  |  |  |  | 3440
105 | Supplying, fitting and fixing PVC pipes of approved make of Schedule 80 (medium duty) conforming to ASTMD - 1785 and threaded to match with GI Pipes as per IS : 1239 (Part - I). with all necessary accessories, specials viz. socket, bend, tee, union, cross, elbo, nipple, longscrew, reducing socket, reducing tee, short piece etc. fitted with holder bats clamps, including cutting pipes, making threads,fitting, fixing etc. complete in all respect including cost of all necessary fittings as required,jointing materials and two coats of painting with approved paint in any position above ground. (Payment will be made on the centre line measurements of total pipe line including all specials. No separate payment will be made for accesories, specials. Payment for painting will be made seperately).For Exposed Work PVC Pipes Above Ground.15mm | BI01010001010000000000000515BI0100001216 | 140 | mtr. | 114.25 |  |  | Excess(+) | 1 | Full Conversion | INR | [40 empty] | 15995 | 15995 | INR Fifteen Thousand Nine Hundred & Ninety Five Only | 340 | 384.61 |  |  |  |  | 47600
106 | Supplying, fitting and fixing PVC pipes of approved make of Schedule 80 (medium duty) conforming to ASTMD - 1785 and threaded to match with GI Pipes as per IS : 1239 (Part - I). with all necessary accessories, specials viz. socket, bend, tee, union, cross, elbo, nipple, longscrew, reducing socket, reducing tee, short piece etc. fitted with holder bats clamps, including cutting pipes, making threads,fitting, fixing etc. complete in all respect including cost of all necessary fittings as required,jointing materials and two coats of painting with approved paint in any position above ground. (Payment will be made on the centre line measurements of total pipe line including all specials. No separate payment will be made for accesories, specials. Payment for painting will be made seperately).For Exposed Work PVC Pipes Above Ground.25 mm | BI01010001010000000000000515BI0100001217 | 100 | mtr. | 200.22 |  |  | Excess(+) | 1 | Full Conversion | INR | [40 empty] | 20022 | 20022 | INR Twenty Thousand &Twenty Two Only | 142 | 160.63 |  |  |  |  | 14200
107 | Supplying, fitting and fixing PVC pipes of approved make of Schedule 80 (medium duty) conforming to ASTMD - 1785 and threaded to match with GI Pipes as per IS : 1239 (Part - I). with all necessary accessories, specials viz. socket, bend, tee, union, cross, elbo, nipple, longscrew, reducing socket, reducing tee, short piece etc. fitted with holder bats clamps, including cutting pipes, making threads,fitting, fixing etc. complete in all respect including cost of all necessary fittings as required,jointing materials and two coats of painting with approved paint in any position above ground. (Payment will be made on the centre line measurements of total pipe line including all specials. No separate payment will be made for accesories, specials. Payment for painting will be made seperately).For Exposed Work PVC Pipes Above Ground32 mm | BI01010001010000000000000515BI0100001218 | 130 | mtr. | 266.96 |  |  | Excess(+) | 1 | Full Conversion | INR | [40 empty] | 34704.8 | 34704.8 | INR Thirty Four Thousand Seven Hundred & Four and Paise Eighty Only | 144 | 162.89 |  |  |  |  | 18720
108 | Supplying, fitting and fixing PVC pipes of approved make of Schedule 80 (medium duty) conforming to ASTMD - 1785 and threaded to match with GI Pipes as per IS : 1239 (Part - I). with all necessary accessories, specials viz. socket, bend, tee, union, cross, elbo, nipple, longscrew, reducing socket, reducing tee, short piece etc. fitted with holder bats clamps, including cutting pipes, making threads,fitting, fixing etc. complete in all respect including cost of all necessary fittings as required,jointing materials and two coats of painting with approved paint in any position above ground. (Payment will be made on the centre line measurements of total pipe line including all specials. No separate payment will be made for accesories, specials. Payment for painting will be made seperately).For Exposed Work PVC Pipes Above Ground.80 mm | BI01010001010000000000000515BI0100001219 | 150 | mtr. | 868.76 |  |  | Excess(+) | 1 | Full Conversion | INR | [40 empty] | 130314 | 130314 | INR One Lakh Thirty Thousand Three Hundred & Fourteen Only | 45 | 50.9 |  |  |  |  | 6750
109 | Supplying, fitting and fixing PVC pipes of approved make of Schedule 80 (medium duty) conforming to ASTMD - 1785 and threaded to match with GI Pipes as per IS : 1239 (Part - I). with all necessary accessories, specials viz. socket, bend, tee, union, cross, elbo, nipple, longscrew, reducing socket, reducing tee, short piece etc. fitted with holder bats clamps, including cutting pipes, making threads,fitting, fixing etc. complete in all respect including cost of all necessary fittings as required,jointing materials and two coats of painting with approved paint in any position above ground. (Payment will be made on the centre line measurements of total pipe line including all specials. No separate payment will be made for accesories, specials. Payment for painting will be made seperately).For Exposed Work PVC Pipes Above Ground.100 mm | BI01010001010000000000000515BI0100001220 | 80 | mtr. | 1282.78 |  |  | Excess(+) | 1 | Full Conversion | INR | [40 empty] | 102622.4 | 102622.4 | INR One Lakh Two Thousand Six Hundred & Twenty Two and Paise Forty Only | 57 | 64.48 |  |  |  |  | 4560
110 | Labour for fitting and fixing high density poly-ethylene pipes or P.V.C. pipes for above ground work including cost of jointing materials paints etc. fitting and fixing all necessary specials, cutting pipes, making threads, cutting holes in walls or R.C. floor where necessary and mending good all damages excluding the cost of masonry or concrete work, if necessary, but including the cost and fitting and fixing holder bat clamps(any floor) orfor underground work including cutting trenches upto 1.5 metre and refilling the same complete as per direction of the Engineer-in-charge. (Payment will be made on centre line measurement of the total pipeline including specials. ).Above Ground.15 mm dia. | BI01010001010000000000000515BI0100001221 | 140 | mtr. | 29.41 |  |  | Excess(+) | 1 | Full Conversion | INR | [40 empty] | 4117.4 | 4117.4 | INR Four Thousand One Hundred & Seventeen and Paise Forty Only | 284 | 321.26 |  |  |  |  | 39760
111 | Labour for fitting and fixing high density poly-ethylene pipes or P.V.C. pipes for above ground work including cost of jointing materials paints etc. fitting and fixing all necessary specials, cutting pipes, making threads, cutting holes in walls or R.C. floor where necessary and mending good all damages excluding the cost of masonry or concrete work, if necessary, but including the cost and fitting and fixing holder bat clamps(any floor) orfor underground work including cutting trenches upto 1.5 metre and refilling the same complete as per direction of the Engineer-in-charge. (Payment will be made on centre line measurement of the total pipeline including specials. ).Above Ground.25 mm dia. | BI01010001010000000000000515BI0100001222 | 100 | mtr. | 31.67 |  |  | Excess(+) | 1 | Full Conversion | INR | [40 empty] | 3167 | 3167 | INR Three Thousand One Hundred & Sixty Seven Only | 279 | 315.6 |  |  |  |  | 27900
112 | Labour for fitting and fixing high density poly-ethylene pipes or P.V.C. pipes for above ground work including cost of jointing materials paints etc. fitting and fixing all necessary specials, cutting pipes, making threads, cutting holes in walls or R.C. floor where necessary and mending good all damages excluding the cost of masonry or concrete work, if necessary, but including the cost and fitting and fixing holder bat clamps(any floor) orfor underground work including cutting trenches upto 1.5 metre and refilling the same complete as per direction of the Engineer-in-charge. (Payment will be made on centre line measurement of the total pipeline including specials. ).Above Ground.32 mm dia. | BI01010001010000000000000515BI0100001223 | 130 | mtr. | 31.67 |  |  | Excess(+) | 1 | Full Conversion | INR | [40 empty] | 4117.1 | 4117.1 | INR Four Thousand One Hundred & Seventeen and Paise Ten Only | 64 | 72.4 |  |  |  |  | 8320
113 | Labour for fitting and fixing high density poly-ethylene pipes or P.V.C. pipes for above ground work including cost of jointing materials paints etc. fitting and fixing all necessary specials, cutting pipes, making threads, cutting holes in walls or R.C. floor where necessary and mending good all damages excluding the cost of masonry or concrete work, if necessary, but including the cost and fitting and fixing holder bat clamps(any floor) orfor underground work including cutting trenches upto 1.5 metre and refilling the same complete as per direction of the Engineer-in-charge. (Payment will be made on centre line measurement of the total pipeline including specials. ).Above Ground.80 mm | BI01010001010000000000000515BI0100001224 | 150 | mtr | 63.35 |  |  | Excess(+) | 1 | Full Conversion | INR | [40 empty] | 9502.5 | 9502.5 | INR Nine Thousand Five Hundred & Two and Paise Fifty Only | 304 | 343.88 |  |  |  |  | 45600
114 | Labour for fitting and fixing high density poly-ethylene pipes or P.V.C. pipes for above ground work including cost of jointing materials paints etc. fitting and fixing all necessary specials, cutting pipes, making threads, cutting holes in walls or R.C. floor where necessary and mending good all damages excluding the cost of masonry or concrete work, if necessary, but including the cost and fitting and fixing holder bat clamps(any floor) orfor underground work including cutting trenches upto 1.5 metre and refilling the same complete as per direction of the Engineer-in-charge. (Payment will be made on centre line measurement of the total pipeline including specials. ).Above Ground.100 mm | BI01010001010000000000000515BI0100001225 | 80 | mtr. | 65.61 |  |  | Excess(+) | 1 | Full Conversion | INR | [40 empty] | 5248.8 | 5248.8 | INR Five Thousand Two Hundred & Forty Eight and Paise Eighty Only | 304 | 343.88 |  |  |  |  | 24320
115 | Supplying, fitting and fixing white vitreous china best quality approved make wash basin with C.I. brackets on 75 mm X 75 mm wooden blocks, C.P. waste fittings of 32 mm dia., one approved quality brass C.P. pillar cock of 15 mm dia., C.P. chain with rubber plug of 30 mm dia., approved quality P.V.C. waste pipe with C.P. nut 32 mm dia., 900 mm long approved quality P.V.C. connection pipe with heavy brass C.P. nut including mending good all damages and painting the brackets with two coats of approved paint.550x400 mm size | BI01010001010000000000000515BI0100001226 | 36 | Each | 2497.69 |  |  | Excess(+) | 1 | Full Conversion | INR | [40 empty] | 89916.84 | 89916.84 | INR Eighty Nine Thousand Nine Hundred & Sixteen and Paise Eighty Four Only | 304 | 343.88 |  |  |  |  | 10944
116 | Supplying, fitting and fixing pedestal of approved make for wash basin (white) | BI01010001010000000000000515BI0100001227 | 36 | Each | 1693.41 |  |  | Excess(+) | 1 | Full Conversion | INR | [40 empty] | 60962.76 | 60962.76 | INR Sixty Thousand Nine Hundred & Sixty Two and Paise Seventy Six Only | 272 | 307.69 |  |  |  |  | 9792
117 | Supplying, fitting and fixing Flat back urinal (half stall urinal) in white vitreous chinaware of approved make in position with brass screws on 75 mm X 75 mm X 75 mm wooden blocks complete.470 mm X 280 mm X 340 mm | BI01010001010000000000000515BI0100001228 | 36 | Each | 1068.98 |  |  | Excess(+) | 1 | Full Conversion | INR | [40 empty] | 38483.28 | 38483.28 | INR Thirty Eight Thousand Four Hundred & Eighty Three and Paise Twenty Eight Only | 35 | 39.59 |  |  |  |  | 1260
118 | Supplying, fitting and fixing porcelain partition wall of approved make of size 618 mm X 310 mm complete in all respect. | BI01010001010000000000000515BI0100001229 | 36 | Each | 1280.52 |  |  | Excess(+) | 1 | Full Conversion | INR | [40 empty] | 46098.72 | 46098.72 | INR Forty Six Thousand &Ninety Eight and Paise Seventy Two Only | 70 | 79.18 |  |  |  |  | 2520
119 | Supplying, fitting and fixing urinal flush pipe fittings of approved brand. C.P. urinal flush pipe fittings range of one | BI01010001010000000000000515BI0100001230 | 24 | Each | 468.32 |  |  | Excess(+) | 1 | Full Conversion | INR | [40 empty] | 11239.68 | 11239.68 | INR Eleven Thousand Two Hundred & Thirty Nine and Paise Sixty Eight Only | 52 | 58.82 |  |  |  |  | 1248
120 | Dismantling Indian W.C. including taking out base concrete as necessary. | BI01010001010000000000000515BI0100001231 | 20 | Each | 50.9 |  |  | Excess(+) | 1 | Full Conversion | INR | [40 empty] | 1018 | 1018 | INR One Thousand &Eighteen Only | 9 | 10.18 |  |  |  |  | 180
121 | Supplying, fitting and fixing Orissa pattern water closet in white glazed vitreous chinaware of approved make in position complete excluding 'P' or 'S' trap (excluding cost of concrete for fixing). china ware of approved make complete in position with necessary bolts, nuts etc.580x440 | BI01010001010000000000000515BI0100001232 | 44 | Each | 1824.63 |  |  | Excess(+) | 1 | Full Conversion | INR | [40 empty] | 80283.72 | 80283.72 | INR Eighty Thousand Two Hundred & Eighty Three and Paise Seventy Two Only | 452 | 511.3 |  |  |  |  | 19888
122 | Removing chokage of yard gully. | BI01010001010000000000000515BI0100001233 | 28 | Each | 28.28 |  |  | Excess(+) | 1 | Full Conversion | INR | [40 empty] | 791.84 | 791.84 | INR Seven Hundred & Ninety One and Paise Eighty Four Only | 516 | 583.7 |  |  |  |  | 14448
123 | Removing chokage of water closet. | BI01010001010000000000000515BI0100001234 | 16 | Each | 29.41 |  |  | Excess(+) | 1 | Full Conversion | INR | [40 empty] | 470.56 | 470.56 | INR Four Hundred & Seventy and Paise Fifty Six Only | 1251 | 1415.13 |  |  |  |  | 20016
124 | Chromium plated round shower with revolving joint 100 mm dia with rubid cleaning system (Equivalent to Code No. 542(N) & Model - Tropical / Sumthing Special of ESSCO or similar brand). | BI01010001010000000000000515BI0100001235 | 36 | Each | 511.3 |  |  | Excess(+) | 1 | Full Conversion | INR | [40 empty] | 18406.8 | 18406.8 | INR Eighteen Thousand Four Hundred & Six and Paise Eighty Only | 140 | 158.37 |  |  |  |  | 5040
125 | Supplying,fitting and fixing 32 mm dia. Flush Pipe of approved make with necessary fixing materials and clamps complete.Polythene Flush Pipe | BI01010001010000000000000515BI0100001236 | 120 | Each | 175.34 |  |  | Excess(+) | 1 | Full Conversion | INR | [40 empty] | 21040.8 | 21040.8 | INR Twenty One Thousand &Forty and Paise Eighty Only | 171 | 193.44 |  |  |  |  | 20520
126 | Supplying, fitting and fixing 10 litre P.V.C. low-down cistern conforming to I.S. specification with P.V.C. fittings complete,C.I. brackets including two coats of painting to bracket etc. | BI01010001010000000000000515BI0100001237 | 48 | Each | 1148.17 |  |  | Excess(+) | 1 | Full Conversion | INR | [40 empty] | 55112.16 | 55112.16 | INR Fifty Five Thousand One Hundred & Twelve and Paise Sixteen Only | 235 | 265.83 |  |  |  |  | 11280
127 | Supplying,fitting and fixing approved brand P.V.C. CONNECTOR white flexible, with both ends coupling with heavy brass C.P. nut, 15 mm dia. 900 mm long | BI01010001010000000000000515BI0100001238 | 110 | Each | 166.29 |  |  | Excess(+) | 1 | Full Conversion | INR | [40 empty] | 18291.9 | 18291.9 | INR Eighteen Thousand Two Hundred & Ninety One and Paise Ninety Only | 1349 | 1525.99 |  |  |  |  | 148390
128 | Supplying,fitting and fixing approved brand 32 mm dia.P.V.C. waste pipe, with PVC coupling at one end fitted with necessary clamps. 1050mm long | BI01010001010000000000000515BI0100001239 | 36 | Each | 102.94 |  |  | Excess(+) | 1 | Full Conversion | INR | [40 empty] | 3705.84 | 3705.84 | INR Three Thousand Seven Hundred & Five and Paise Eighty Four Only | 493 | 557.68 |  |  |  |  | 17748
129 | Supplying, fitting and fixing bib cock or stop cock. (a) (i) Chromium plated Bib Cock short body (Equivalent to Code No. 511 & Model - Tropical / Sumthing Special of ESSCO or similar brand). | BI01010001010000000000000515BI0100001240 | 84 | Each | 609.72 |  |  | Excess(+) | 1 | Full Conversion | INR | [40 empty] | 51216.48 | 51216.48 | INR Fifty One Thousand Two Hundred & Sixteen and Paise Forty Eight Only | 815 | 921.93 |  |  |  |  | 68460
130 | Supplying, fitting and fixing bib cock or stop cock .(d) (i) Chromium plated angular Stop Cock with wall flange (Equivalent to Code No. 5053 & Model - Florentine of Jaquar or similar brand). | BI01010001010000000000000515BI0100001241 | 120 | Each | 921.93 |  |  | Excess(+) | 1 | Full Conversion | INR | [40 empty] | 110631.6 | 110631.6 | INR One Lakh Ten Thousand Six Hundred & Thirty One and Paise Sixty Only | 2297 | 2598.37 |  |  |  |  | 275640
131 | Supplying, fitting and fixing bib cock or stop cock. .b) (i) Chromium plated Stop Cock (Equivalent to Code No. 513(A) & 513(B) & Model - Tropical / Sumthing Special of ESSCO or similar | BI01010001010000000000000515BI0100001242 | 110 | Each | 557.68 |  |  | Excess(+) | 1 | Full Conversion | INR | [40 empty] | 61344.8 | 61344.8 | INR Sixty One Thousand Three Hundred & Forty Four and Paise Eighty Only | 2208 | 2497.69 |  |  |  |  | 242880
132 | Supplying, fitting and fixing bib cock or stop cock. (e) PTMT (Polytetra Bib Cock / Stop Cock ( Prayag or equivalent) 15 mm | BI01010001010000000000000515BI0100001243 | 20 | Each | 174.2 |  |  | Excess(+) | 1 | Full Conversion | INR | [40 empty] | 3484 | 3484 | INR Three Thousand Four Hundred & Eighty Four Only | 3788 | 4284.99 |  |  |  |  | 75760
133 | Supplying, fitting and fixing soap holder. PTMT (Prayag or equivalent) | BI01010001010000000000000515BI0100001244 | 48 | Each | 152.71 |  |  | Excess(+) | 1 | Full Conversion | INR | [40 empty] | 7330.08 | 7330.08 | INR Seven Thousand Three Hundred & Thirty and Paise Eight Only | 91 | 102.94 |  |  |  |  | 4368
134 | Supplying, fitting and fixing PTMT Smart Shelf of approved make of size 300 mm. | BI01010001010000000000000515BI0100001245 | 36 | Each | 252.26 |  |  | Excess(+) | 1 | Full Conversion | INR | [40 empty] | 9081.36 | 9081.36 | INR Nine Thousand &Eighty One and Paise Thirty Six Only | 3104 | 3511.24 |  |  |  |  | 111744
135 | Supplying, fitting and fixing towel rail with two brackets. C.P. over brass 25 mm dia. and 600 mm long | BI01010001010000000000000515BI0100001246 | 84 | Each | 486.42 |  |  | Excess(+) | 1 | Full Conversion | INR | [40 empty] | 40859.28 | 40859.28 | INR Forty Thousand Eight Hundred & Fifty Nine and Paise Twenty Eight Only | 480 | 542.98 |  |  |  |  | 40320
136 | Supplying, fitting and fixing best quality Indian make mirror 5.5 mm thick with silvering as per I.S.I. specifications supported on fibre glass frame of any colour, frame size 550 mm X 400 mm | BI01010001010000000000000515BI0100001247 | 36 | Each | 693.43 |  |  | Excess(+) | 1 | Full Conversion | INR | [40 empty] | 24963.48 | 24963.48 | INR Twenty Four Thousand Nine Hundred & Sixty Three and Paise Forty Eight Only | 393 | 444.56 |  |  |  |  | 14148
137 | Supplying, fitting and fixing Peet's valve fullway gunmetal standard pattern best quality of approved brand bearing I.S.I. marking with fittings (tested to 21 kg per sq. cm.). 65 mm dia | BI01010001010000000000000515BI0100001248 | 20 | Each | 4467.11 |  |  | Excess(+) | 1 | Full Conversion | INR | [40 empty] | 89342.2 | 89342.2 | INR Eighty Nine Thousand Three Hundred & Forty Two and Paise Twenty Only | 58 | 65.61 |  |  |  |  | 1160
138 | Supplying, fitting and fixing gunmetal wheel valve of approved brand and make tested to 21 kg per sq. cm. (for water lines only). 65 mm dia | BI01010001010000000000000515BI0100001249 | 18 | Each | 4444.48 |  |  | Excess(+) | 1 | Full Conversion | INR | [40 empty] | 80000.64 | 80000.64 | INR Eighty Thousand and Paise Sixty Four Only | 187 | 211.53 |  |  |  |  | 3366
139 | Supplying, fitting and fixing in position C.I. manhole/ pit cover with rim.a) Round(i) 450 mm X 100 mm X 21 kg (approx.) | BI01010001010000000000000515BI0100001250 | 12 | Each | 1918.52 |  |  | Excess(+) | 1 | Full Conversion | INR | [40 empty] | 23022.24 | 23022.24 | INR Twenty Three Thousand &Twenty Two and Paise Twenty Four Only | 2869 | 3245.41 |  |  |  |  | 34428
140 | Supplying P.V.C. water storage tank of approved quality with closed top with lid (Black) - Multilayer 2000 Litre capacity | BI01010001010000000000000515BI0100001251 | 8 | Each | 11802.94 |  |  | Excess(+) | 1 | Full Conversion | INR | [40 empty] | 94423.52 | 94423.52 | INR Ninety Four Thousand Four Hundred & Twenty Three and Paise Fifty Two Only | 115 | 130.09 |  |  |  |  | 920
141 | Labour for hoisting plastic water storage tank. Above 1500 litre upto 5000 litre capacity On the roof of mumty(top of third floor) | BI01010001010000000000000515BI0100001252 | 8 | Each | 254.52 |  |  | Excess(+) | 1 | Full Conversion | INR | [40 empty] | 2036.16 | 2036.16 | INR Two Thousand &Thirty Six and Paise Sixteen Only | 15635 | 17686.31 |  |  |  |  | 125080
142 | Labour for punching hole in plastic water storage tank upto 50 mm dia. | BI01010001010000000000000515BI0100001253 | 8 | Each | 21.49 |  |  | Excess(+) | 1 | Full Conversion | INR | [40 empty] | 171.92 | 171.92 | INR One Hundred & Seventy One and Paise Ninety Two Only | 154 | 174.2 |  |  |  |  | 1232
143 | Construction of septic tank of different capacities as per approved drawing with 1st class brick work in cement mortar (1:4) including two 560 mm dia. R.C.C. manhole cover(heavy type)of approved make supplied, fitted and fixed in the 100mm thick R.C.C (1:1.5:3) top slab with necessary fittings, 20mm thick cement plaster (4 : 1) with neat cement finish to the internal surfaces and 15 mm thick cement plaster (4 : 1) to outside wall upto 200 mm below G.L floor finished with 25 mm thick grey artificial stone over 100 mm thick R.C.C(1:1.5:3) bottom slab including supplying, fitting and fixing all necessry specials, fittings, S.W. tees, C.I. foot rest etc. including excavation earth in all sorts of soil, shoring, bailing out and pumping out water as necessary, ramming, dressing the bed and fefilling the sides of the tanks with earth, removing spoils, filling up the chamber with clear water, removing foreign materials from the chamber and including constructing attached inspection pit as per approved drawing and connecting all necessary pipes, joints etc. with internal plaster work and artificial stone flooring is to be done with admixture of water proofing compound @ 0.5% by weight of cement with all costs of labour and materials. Note:- (i) Finished level of Septic Tank should be 400 mm. from Ground Level. (ii) Height of 50 mm. Ventilation pipe &Mosquito proof mesh, should be follwed as per IS:2470,Part- I. Payment will be made separetly on the basis of actual height based on relevant I.S.Code. For 100 users With Bazree (N.B Varity) (SAIL/TATA/RINL) | BI01010001010000000000000515BI0100001254 | 2 | Each | 123191.07 |  |  | Excess(+) | 1 | Full Conversion | INR | [40 empty] | 246382.14 | 246382.14 | INR Two Lakh Forty Six Thousand Three Hundred & Eighty Two and Paise Fourteen Only | 72 | 81.45 |  |  |  |  | 144
144 | Constructing Inspection pit of inside measurement 600mm X 600mm X upto 600mm (depth) with 250 mm thick 1st. class brick work in cement mortar (1:4) on all sides, bottom of the pit consisting of 100 mm thick cement concrete (1:3:6) with stone chips over a layer of jhama brick flat soling, 15 mm thick (1:4) cement plaster to inside walls and out-side walls upto G.L. and 20 mm.thick (1:4) plaster to bottom of the pit, providing necessary invert with cement concrete (1:3:6) with stone chips as per direction, neat cement finishing to entire internal surfaces, top of the pit covered with 100 mm thick R.C.C. slab (1:1.5:3) with stone chips and necessary reinforcements upto 1% and shuttering including 6 mm thick cement plaster (1:4) in all external surfaces of the slab and one 560 mm dia. R.C.C. manhole cover of approved make supplied, fitted and fixed in the slab with necessary fittings, necessary earthwork in excavation in all sorts of soil, filling sides of the pit with earth and removing spoils after work complete in all respect with all costs of labour and materials. i) With Pakur variety. (SAIL/TATA/RINL) | BI01010001010000000000000515BI0100001255 | 12 | Each | 7710.26 |  |  | Excess(+) | 1 | Full Conversion | INR | [40 empty] | 92523.12 | 92523.12 | INR Ninety Two Thousand Five Hundred & Twenty Three and Paise Twelve Only | 19 | 21.49 |  |  |  |  | 228
145 | Cleaning soak pit by removing the top slab and replacing inner filling with jhama bats and repairing the pit as necessary including fitting the slab. | BI01010001010000000000000515BI0100001256 | 16 | Each | 1523.73 |  |  | Excess(+) | 1 | Full Conversion | INR | [40 empty] | 24379.68 | 24379.68 | INR Twenty Four Thousand Three Hundred & Seventy Nine and Paise Sixty Eight Only | 22719 | 25699.73 |  |  |  |  | 363504
146 | Cleaning silt of master trap pit. | BI01010001010000000000000515BI0100001257 | 6 | Each | 1303.14 |  |  | Excess(+) | 1 | Full Conversion | INR | [40 empty] | 7818.84 | 7818.84 | INR Seven Thousand Eight Hundred & Eighteen and Paise Eighty Four Only | 200 | 226.24 |  |  |  |  | 1200
147 | Cleaning rubbish, sludge, weeds scum, liquid earth, mud etc.from road side masonary drain/ hume pipe drain/ culvert etc. by mathor labour after removing concrete.Slab/manhole cover etc.without damaging the same and refixing the same properly after cleaning as necessary and removing the sludge etc.etc.by using iron pans,buckets including all labour, tools & plants including removing the spoils in dry condition and disposing the same by truck beyond the road side in conformity with municipal/corporation rules for such disposal including loading into truck and cleaning the road side in all respects as per direction of the Engineerin- Charge.Payment will be made on the basis of actual stack measurment of spoils in dry condition at roadside) | BI01010001010000000000000515BI0100001258 | 8 | Cum. | 326.92 |  |  | Excess(+) | 1 | Full Conversion | INR | [40 empty] | 2615.36 | 2615.36 | INR Two Thousand Six Hundred & Fifteen and Paise Thirty Six Only | 4132 | 4674.12 |  |  |  |  | 33056
148 | Removing sludge from septic tank, soak well etc. by methor labour including disposal of the same outside the compound as directed. Upto 50 users:- Within a lead of 150 metre | BI01010001010000000000000515BI0100001259 | 4 | Each | 2606.28 |  |  | Excess(+) | 1 | Full Conversion | INR | [40 empty] | 10425.12 | 10425.12 | INR Ten Thousand Four Hundred & Twenty Five and Paise Twelve Only | 7321 | 8281.52 |  |  |  |  | 29284
149 | Cleaning silt of inspection pit. | BI01010001010000000000000515BI0100001260 | 16 | Each | 174.2 |  |  | Excess(+) | 1 | Full Conversion | INR | [40 empty] | 2787.2 | 2787.2 | INR Two Thousand Seven Hundred & Eighty Seven and Paise Twenty Only | 3071 | 3473.92 |  |  |  |  | 49136
150 | Dismantling & Refixing pit cover | BI01010001010000000000000515BI0100001261 | 12 | Each | 39.59 |  |  | Excess(+) | 1 | Full Conversion | INR | [40 empty] | 475.08 | 475.08 | INR Four Hundred & Seventy Five and Paise Eight Only | 288 | 325.79 |  |  |  |  | 3456
151 | S & F 415V 100A TPN Switch fuse Unit with SS enclosure on Angle frame (make L & T) on wall with nuts bolts etc. incl. S & F 3 nos DIN type HRC fuse. | BI01010001010000000000000515BI0100001262 | 2 | nos. | 7653.26 |  |  | Excess(+) | 1 | Full Conversion | INR | [40 empty] | 15306.52 | 15306.52 | INR Fifteen Thousand Three Hundred & Six and Paise Fifty Two Only | 101 | 114.25 |  |  |  |  | 202
152 | S & F 415V 32A TPN Switch fuse Unit with SS enclosure on Angle frame (make L & T) on wall with nuts bolts etc. incl. S & F 3 nos DIN type HRC fuse. | BI01010001010000000000000515BI0100001263 | 2 | nos. | 3830.87 |  |  | Excess(+) | 1 | Full Conversion | INR | [40 empty] | 7661.74 | 7661.74 | INR Seven Thousand Six Hundred & Sixty One and Paise Seventy Four Only | 162 | 183.25 |  |  |  |  | 324
153 | Supply & fixing 4 way double door horizontal TPN MCB DB with SS enclosure(Legrandcatno607715)(Legrand/Seimens/ABB) concealed in wall after cutting the wall & mending good the damages to original finish with earthing attachment comprising with the following. a) 63A Four Pole MCB isolator -- -1 No. c)16 to 32 A range SP MCB. --- 12 Nos. | BI01010001010000000000000515BI0100001264 | 2 | set | 7233.25 |  |  | Excess(+) | 1 | Full Conversion | INR | [40 empty] | 14466.5 | 14466.5 | INR Fourteen Thousand Four Hundred & Sixty Six and Paise Fifty Only | 57 | 64.48 |  |  |  |  | 114
154 | Supply & fixing 4 way double door V TPN MCB DB with Senclosure(Legrandcatno607913)(Legrand/Seimens/ABB) concealed in wall after cutting the wall & mending good the damages to original finish with earthing attachment comprising with the following. a) 100A Four Pole MCCB isolator -- -1 No. b) 40A SP MCB---4 Nos. c)16 to 32 A range SP MCB.--- 2 Nos. d)63A TP -- 1NOS e)32A TP MCB---- 1 nos | BI01010001010000000000000515BI0100001265 | 1 | set | 23984.97 |  |  | Excess(+) | 1 | Full Conversion | INR | [40 empty] | 23984.97 | 23984.97 | INR Twenty Three Thousand Nine Hundred & Eighty Four and Paise Ninety Seven Only | 227 | 256.78 |  |  |  |  | 227
155 | Supply & fixing SPN MCB DB (2+12) WAY (Make legrand/ Seimens/ABB) with S.S. Enclosure concealed in wall after cutting wall & mending good the damages & earthing attachment comprising with the following: a) 40 A DP isolator - 1 No. b) 6 to 16 A range SPMCB - 12 Nos. | BI01010001010000000000000515BI0100001266 | 18 | set | 5308.74 |  |  | Excess(+) | 1 | Full Conversion | INR | [40 empty] | 95557.32 | 95557.32 | INR Ninety Five Thousand Five Hundred & Fifty Seven and Paise Thirty Two Only | 100 | 113.12 |  |  |  |  | 1800
156 | Supply & fixing SPN MCB DB (2+6) WAY (Make Havells/ Seimens/ABB) with S.S. Enclosure (DHDPSNODRW06) concealed in wall after cutting wall & mending good the damages & earthing attachment comprising with the following: a) 40 A DP isolator - 1 No. b) 6 to 16 A range SPMCB - 6 Nos. | BI01010001010000000000000515BI0100001267 | 2 | set | 2770.57 |  |  | Excess(+) | 1 | Full Conversion | INR | [40 empty] | 5541.14 | 5541.14 | INR Five Thousand Five Hundred & Forty One and Paise Fourteen Only | 2691 | 3044.06 |  |  |  |  | 5382
157 | Cutting Channel of size (40 mm x 40 mm) on masonry wall byElectric operated cutting machine incl. supplying & fixingheavy gauge 19 mm, 3 mm thick Polythene pipe by means ofanchoring chemical (Hilti/Sika) and GI 'U' hooks of 8 SWGincl. supplying and drawing 18 SWG GI wire as Fish wire andmending good damages to original finish by using own toolsand tackles | BI01010001010000000000000515BI0100001268 | 675 | mtr | 78.67 |  |  | Excess(+) | 1 | Full Conversion | INR | [40 empty] | 53102.25 | 53102.25 | INR Fifty Three Thousand One Hundred & Two and Paise Twenty Five Only | 843 | 953.6 |  |  |  |  | 569025
158 | Supply and fixing 1.1 KV grade single core stranded FR PVC insulated &unsheted single core stranded copper wire in the prelaid polythene pipe and by the prelaid GI fish wire and making nece connection a) 2 x 2.5 + 1x1.5 sq mm (P/P plug ) | BI01010001010000000000000515BI0100001269 | 120 | mtr | 78.67 |  |  | Excess(+) | 1 | Full Conversion | INR | [40 empty] | 9440.4 | 9440.4 | INR Nine Thousand Four Hundred & Forty and Paise Forty Only | 1106 | 1251.11 |  |  |  |  | 132720
159 | Supply and fixing 1.1 KV grade single core stranded FR PVC insulated &unsheted single core stranded copper wire in the prelaid polythene pipe and by the prelaid GI fish wire and making nece connection b) 3x1.5 sqmm | BI01010001010000000000000515BI0100001270 | 10 | mtr | 58.1 |  |  | Excess(+) | 1 | Full Conversion | INR | [40 empty] | 581 | 581 | INR Five Hundred & Eighty One Only | 216 | 244.34 |  |  |  |  | 2160
160 | Supply and fixing 1.1 KV grade single core stranded FR PVC insulated &unsheted single core stranded copper wire in the prelaid polythene pipe and by the prelaid GI fish wire and making nece connection c) 4 x 16 + 2x10 sq mm (VTPN) | BI01010001010000000000000515BI0100001271 | 20 | mtr | 962.26 |  |  | Excess(+) | 1 | Full Conversion | INR | [40 empty] | 19245.2 | 19245.2 | INR Nineteen Thousand Two Hundred & Forty Five and Paise Twenty Only | 728 | 823.51 |  |  |  |  | 14560
161 | Supply and fixing 1.1 KV grade single core stranded FR PVC insulated &unsheted single core stranded copper wire in the prelaid polythene pipe and by the prelaid GI fish wire and making nece connection d) 2 X 4 + 1 X 2.5 Sqmm.(SPN) | BI01010001010000000000000515BI0100001272 | 540 | mtr | 114.99 |  |  | Excess(+) | 1 | Full Conversion | INR | [40 empty] | 62094.6 | 62094.6 | INR Sixty Two Thousand &Ninety Four and Paise Sixty Only | 517 | 584.83 |  |  |  |  | 279180
162 | Supply and fixing 1.1 KV grade single core stranded FR PVC insulated &unsheted single core stranded copper wire in the prelaid polythene pipe and by the prelaid GI fish wire and making nece connection e) 4 x 6+ 2x4 sq mm (TPN) | BI01010001010000000000000515BI0100001273 | 70 | mtr | 334.07 |  |  | Excess(+) | 1 | Full Conversion | INR | [40 empty] | 23384.9 | 23384.9 | INR Twenty Three Thousand Three Hundred & Eighty Four and Paise Ninety Only | 67 | 75.79 |  |  |  |  | 4690
163 | Distribution wiring in 1.1 KV grade 2x22/0.3 (1.5 sqmm) singlecore stranded 'FR' PVC insulated & unsheathed copper wire(Brand approved by EIC) partly in 20mm size PVC rigidconduit 'FR' (Precision make) [for ceiling portion only] and in19mm bore, 3mm thick polythene pipe [for horizontal &vertical run embedded in wall], with 1x22/0.3 (1.5 sqmm) single core stranded 'FR' PVC insulated & unsheathed copper wire for ECC, to light/fan/call bell points with Modular type switch (Brand approved by EIC) fixed on Modular GI switch board complete with 2 no. suitable size “Ph & N” copper bar with top cover plate making earthing attachmentfixed on wall incl. mending good damages to original finish.[only PVC Rigid Conduit on ceiling and remaining portion concealed)AVE RUN 8 MTR | BI01010001010000000000000515BI0100001274 | 885 | nos. | 1299.95 |  |  | Excess(+) | 1 | Full Conversion | INR | [40 empty] | 1150455.75 | 1150455.75 | INR Eleven Lakh Fifty Thousand Four Hundred & Fifty Five and Paise Seventy Five Only | 663 | 749.99 |  |  |  |  | 586755
164 | Distribution wiring in 1.1 KV grade 2x22/0.3 (1.5 sqmm) singlecore stranded 'FR' PVC insulated & unsheathed copper wire(Brand approved by EIC) partly in 20mm size PVC rigidconduit 'FR' (Precision make) [for ceiling portion only] and in19mm bore, 3mm thick polythene pipe [for horizontal &vertical run embedded in wall], with 1x22/0.3 (1.5 sqmm) single core stranded 'FR' PVC insulated & unsheathed copper wire for ECC, to light/fan/call bell points with Modular type switch (Brand approved by EIC) fixed on Modular GI switch board complete with 2 no. suitable size “Ph & N” copper bar with top cover plate making earthing attachmentfixed on wall incl. mending good damages to original finish.[only PVC Rigid Conduit on ceiling and remaining portion concealed)AVE RUN 6MTR | BI01010001010000000000000515BI0100001275 | 36 | nos. | 1057.88 |  |  | Excess(+) | 1 | Full Conversion | INR | [40 empty] | 38083.68 | 38083.68 | INR Thirty Eight Thousand &Eighty Three and Paise Sixty Eight Only | 1410 | 1594.99 |  |  |  |  | 50760
165 | Distn. wiring in 22/0.3 (1.5 sqmm) single core stranded 'FR' PVC insulated & unsheathed single core stranded copper wire (Brand approved by EIC) in 19 mm bore, 3 mm thick polythen pipe complete with all accessories embedded in wall to 240 V 6A 5 pin plug point incl. S&F 240 V 6A 3 pin Modular type plug socket & Modular type switch (Brand approved by EIC) incl. S&F earth continuity wire, fixed on 4 Module GI switchboard with 3/4 Module top cover plate flushed in wall incl. mending good damages to original finish a) on board | BI01010001010000000000000515BI0100001276 | 136 | pts | 301.39 |  |  | Excess(+) | 1 | Full Conversion | INR | [40 empty] | 40989.04 | 40989.04 | INR Forty Thousand Nine Hundred & Eighty Nine and Paise Four Only | 2250 | 2545.2 |  |  |  |  | 306000
166 | Distn. wiring in 22/0.3 (1.5 sqmm) single core stranded 'FR' PVC insulated & unsheathed single core stranded copper wire (Brand approved by EIC) in 19 mm bore, 3 mm thick polythen pipe complete with all accessories embedded in wall to 240 V 6A 5 pin plug point incl. S&F 240 V 6A 3 pin Modular type plug socket & Modular type switch (Brand approved by EIC) incl. S&F earth continuity wire, fixed on 4 Module GI switchboard with 3/4 Module top cover plate flushed in wall incl. mending good damages to original finishb) Ave 4.5 mtr | BI01010001010000000000000515BI0100001277 | 140 | pts | 1135.34 |  |  | Excess(+) | 1 | Full Conversion | INR | [40 empty] | 158947.6 | 158947.6 | INR One Lakh Fifty Eight Thousand Nine Hundred & Forty Seven and Paise Sixty Only | 581 | 657.23 |  |  |  |  | 81340
167 | Distn. wiring in 22/0.3 (1.5 sqmm) single core stranded 'FR' PVC insulated & unsheathed single core stranded copper wire (Brand approved by EIC) in 19 mm bore, 3 mm thick polythen pipe complete with all accessories embedded in wall to 240 V 6A 5 pin plug point incl. S&F 240 V 6A 3 pin Modular type plug socket & Modular type switch (Brand approved by EIC) incl. S&F earth continuity wire, fixed on 4 Module GI switchboard with 3/4 Module top cover plate flushed in wall incl. mending good damages to original finish C) Ave 3 mtr | BI01010001010000000000000515BI0100001278 | 36 | pts | 953.78 |  |  | Excess(+) | 1 | Full Conversion | INR | [40 empty] | 34336.08 | 34336.08 | INR Thirty Four Thousand Three Hundred & Thirty Six and Paise Eight Only | 456 | 515.83 |  |  |  |  | 16416
168 | Supply & Fixing 240V, Modular Socket (2 Module) type fan regulator (Step type) (Brand approved by EIC) on existing Modular GI switch board with top cover plate incl. making necy. connections etc. | BI01010001010000000000000515BI0100001279 | 354 | each | 468.42 |  |  | Excess(+) | 1 | Full Conversion | INR | [40 empty] | 165820.68 | 165820.68 | INR One Lakh Sixty Five Thousand Eight Hundred & Twenty and Paise Sixty Eight Only | 97 | 109.73 |  |  |  |  | 34338
169 | Supply & Fixing 240 V, 16 A, 3 pin Modular type Power plug socket (Cabtree) with 16A Modular type socket (Cabtree) with 16A Modular type switch, without plug top on 4 Module GI Modular type switch board with top cover plate flushed in wall incl. S&F switch board and cover plate and making necy. connections | BI01010001010000000000000515BI0100001280 | 6 | each | 551.94 |  |  | Excess(+) | 1 | Full Conversion | INR | [40 empty] | 3311.64 | 3311.64 | INR Three Thousand Three Hundred & Eleven and Paise Sixty Four Only | 128 | 144.79 |  |  |  |  | 768
170 | Fixing only exhaust fan after making hole in wall and making good damages and smooth cement finish etc. as practicable as possible and providing necy. length of PVC insulated wire and making connection for exhaust & louvre shutter after cutting hole on wall & mending good the damages of following diameter: 30 cm (12") | BI01010001010000000000000515BI0100001281 | 10 | each | 531.36 |  |  | Excess(+) | 1 | Full Conversion | INR | [40 empty] | 5313.6 | 5313.6 | INR Five Thousand Three Hundred & Thirteen and Paise Sixty Only | 158 | 178.73 |  |  |  |  | 1580
171 | Fixing only single /twin fluorescent light fitting complete with all accessories directly on wall/ceiling/HW round block and suitable size of MS fastener | BI01010001010000000000000515BI0100001282 | 108 | each | 121.04 |  |  | Excess(+) | 1 | Full Conversion | INR | [40 empty] | 13072.32 | 13072.32 | INR Thirteen Thousand &Seventy Two and Paise Thirty Two Only | 710 | 803.15 |  |  |  |  | 76680
172 | Fixing only fluorescent light fitting suspended 25 cm bellow the ceiling with 2 No. 20 mm dia EI conduit (14 SWG) supports incl.S&F EI conduit, ball socket/socket type ceiling plate and connecting the length of PVC insulated wire and painting etc. as required 2x24/0.20 mm (1.5sqmm) flexible copper wire of 1.10 mt. length. | BI01010001010000000000000515BI0100001283 | 324 | each | 259.02 |  |  | Excess(+) | 1 | Full Conversion | INR | [40 empty] | 83922.48 | 83922.48 | INR Eighty Three Thousand Nine Hundred & Twenty Two and Paise Forty Eight Only | 294 | 332.57 |  |  |  |  | 95256
173 | Supply & Fixing 240 V, 16 A,Modular type switch, on 2 Module GI Modular type switch board with top cover plate flushed in wall incl. S&F switch board and cover plate and making necy. connections | BI01010001010000000000000515BI0100001284 | 5 | each | 352.22 |  |  | Excess(+) | 1 | Full Conversion | INR | [40 empty] | 1761.1 | 1761.1 | INR One Thousand Seven Hundred & Sixty One and Paise Ten Only | 1277 | 1444.54 |  |  |  |  | 6385
174 | S & F compression type cable gland complete with brass gland, brass ring, rubber ring for dust & moisture proof entry of PVC armoured cable & finishing end of the same as per GS for the 2 core 6 sqmm cable | BI01010001010000000000000515BI0100001285 | 32 | nos. | 121.04 |  |  | Excess(+) | 1 | Full Conversion | INR | [40 empty] | 3873.28 | 3873.28 | INR Three Thousand Eight Hundred & Seventy Three and Paise Twenty Eight Only | 579 | 654.96 |  |  |  |  | 18528
175 | Laying of the 2 core 6 sqmm XLPE Al armoured cable incl. 2 x 10 SWG G.I. Earth continuity conductor recessed in wall & mending good the damages to original finish | BI01010001010000000000000515BI0100001286 | 550 | mtr | 153.72 |  |  | Excess(+) | 1 | Full Conversion | INR | [40 empty] | 84546 | 84546 | INR Eighty Four Thousand Five Hundred & Forty Six Only | 218 | 246.6 |  |  |  |  | 119900
176 | Laying of cable upto 2 core 6 sqmm on wall/surface incl. S & F MS saddles with earthing attachment in 1X10 SWG GI (Hot Dip) Wire, making holes etc. as necy. mending good damages and painting | BI01010001010000000000000515BI0100001287 | 10 | mtr | 68.99 |  |  | Excess(+) | 1 | Full Conversion | INR | [40 empty] | 689.9 | 689.9 | INR Six Hundred & Eighty Nine and Paise Ninety Only | 556 | 628.95 |  |  |  |  | 5560
177 | Supplying & Fixing bulk head light fitting (Havells make) with diecast aluminium housing & frosted glass on wall/ceiling incl. S&F8watt CFL complete set. | BI01010001010000000000000515BI0100001288 | 8 | each | 700.81 |  |  | Excess(+) | 1 | Full Conversion | INR | [40 empty] | 5606.48 | 5606.48 | INR Five Thousand Six Hundred & Six and Paise Forty Eight Only | 1283 | 1451.33 |  |  |  |  | 10264
178 | Supplying & Fixing GI waterproof type looping cable box size 200x150x100 mm deep having 4 mm thick comprising of one 250 V 15 A kit-kat fuse unit, one NL on porcelain insulator, one compression type brass cable gland for upto 2- core 16 sqmm PVC/A cable and having lined with rubber gasketted GI top cover with brass machine screws etc., earthing terminal with lug, on steel tubular pole near base, including S&F 40x6 mm thick, MS clamps with bolts, nuts etc. including painting with anticorrosive paint | BI01010001010000000000000515BI0100001289 | 14 | set | 554.36 |  |  | Excess(+) | 1 | Full Conversion | INR | [40 empty] | 7761.04 | 7761.04 | INR Seven Thousand Seven Hundred & Sixty One and Paise Four Only | 823 | 930.98 |  |  |  |  | 11522
179 | Fixing only outdoor / street light type fluorescent light fitting or MV light fitting complete with all accessories to be fixed /projected from the wall of the building incl. making holes/providing clamping arrangement & necy. GI reducer as required. S&F 40 mm GI pipe (ISI-Medium) quality 1.5 mts. average length having suitable bend S&F necy. length of 1.5 sqmm PVC insulated single core stranded annealed copper wire and making connections as required and mending good damages to wall incl. painting etc. | BI01010001010000000000000515BI0100001290 | 14 | each | 976.78 |  |  | Excess(+) | 1 | Full Conversion | INR | [40 empty] | 13674.92 | 13674.92 | INR Thirteen Thousand Six Hundred & Seventy Four and Paise Ninety Two Only | 100 | 113.12 |  |  |  |  | 1400
180 | Earthing the installation by 50 mm dia. G.I. Pipe (ISI-M) of 3.64 mtr. Long driven to an depth of 3.65 mtr. Below the ground level including S/F 1X4 SWG. G.I. Earth wire (4 mtr. Long) with nuts bolts & washers. | BI01010001010000000000000515BI0100001291 | 4 | set | 1657.02 |  |  | Excess(+) | 1 | Full Conversion | INR | [40 empty] | 6628.08 | 6628.08 | INR Six Thousand Six Hundred & Twenty Eight and Paise Eight Only | 2142 | 2423.03 |  |  |  |  | 8568
181 | Supplying & fixing earth busbar of galvanized (Hot Dip) MS flat 25 mm x 6 mm on wall having clearance of 6 mm from wall including providing drilled holes on the busbar complete with GI bolts, nuts, washers, spacing insulators etc. as required | BI01010001010000000000000515BI0100001292 | 2 | mtr | 188.82 |  |  | Excess(+) | 1 | Full Conversion | INR | [40 empty] | 377.64 | 377.64 | INR Three Hundred & Seventy Seven and Paise Sixty Four Only | 242 | 273.75 |  |  |  |  | 484
182 | Dismantling the existing damaged wiring including switches, distribution bords etc. with all accessories from wall/ roof as directed by the EIC. | BI01010001010000000000000515BI0100001293 | 1 | item | 2020 |  |  | Excess(+) | 1 | Full Conversion | INR | [40 empty] | 2020 | 2020 | INR Two Thousand &Twenty Only | 3450 | 3902.64 |  |  |  |  | 3450
183 | Supply & delevery of 1.1 Kv grade XLPE Aluminium armoured cable(make Gloster/Nicco/Havells) 2 core 6 sq mm cable | BI01010001010000000000000515BI0100001294 | 560 | mtr | 102.01 |  |  | Excess(+) | 1 | Full Conversion | INR | [40 empty] | 57125.6 | 57125.6 | INR Fifty Seven Thousand One Hundred & Twenty Five and Paise Sixty Only | 387 | 437.77 |  |  |  |  | 216720
184 | Supply 4' single LED type tube light fitting complete with all acessaries directly on ceiling with HW round block & suitable size of MS fastener (Crompton, cat no - DIJB12LT8-20, LLT8-20) | BI01010001010000000000000515BI0100001295 | 250 | set | 831.23 |  |  | Excess(+) | 1 | Full Conversion | INR | [40 empty] | 207807.5 | 207807.5 | INR Two Lakh Seven Thousand Eight Hundred & Seven and Paise Fifty Only | 2835 | 3206.95 |  |  |  |  | 708750
185 | Reparing for existing tube light changing starter,choke,holder & tube light with painting the buttam as necessary | BI01010001010000000000000515BI0100001296 | 25 | set | 303 |  |  | Excess(+) | 1 | Full Conversion | INR | [40 empty] | 7575 | 7575 | INR Seven Thousand Five Hundred & Seventy Five Only | 329 | 372.16 |  |  |  |  | 8225
186 | Taking down 1200/1400mm swep A C Celling FAN part by part opening changing the bush, bearing and greesing painting the fan as necessary & re fixing | BI01010001010000000000000515BI0100001297 | 70 | set | 323.2 |  |  | Excess(+) | 1 | Full Conversion | INR | [40 empty] | 22624 | 22624 | INR Twenty Two Thousand Six Hundred & Twenty Four Only | 9516 | 10764.5 |  |  |  |  | 666120
187 | Taking down 1200/1400mm swep A C Celling FAN part by part opening changing the bush, bearing and greesing painting & re winding the fan as necessary & re fixing | BI01010001010000000000000515BI0100001298 | 30 | set | 590.85 |  |  | Excess(+) | 1 | Full Conversion | INR | [40 empty] | 17725.5 | 17725.5 | INR Seventeen Thousand Seven Hundred & Twenty Five and Paise Fifty Only | 1325 | 1498.84 |  |  |  |  | 39750
188 | Supply & fixing of 1200mm sweep Ceiling Fan (Orient,New Bridge, White) or equivalent as approved by the EIC,complete with all acessaries Incl S/F necy copper flex wire. | BI01010001010000000000000515BI0100001299 | 30 | each | 2232.1 |  |  | Excess(+) | 1 | Full Conversion | INR | [40 empty] | 66963 | 66963 | INR Sixty Six Thousand Nine Hundred & Sixty Three Only | 3450 | 3902.64 |  |  |  |  | 103500
189 | Supply of 425 mm (12") sweep heavy duty exhaust fan (EPC/ Crompton) | BI01010001010000000000000515BI0100001300 | 6 | each | 3120.9 |  |  | Excess(+) | 1 | Full Conversion | INR | [40 empty] | 18725.4 | 18725.4 | INR Eighteen Thousand Seven Hundred & Twenty Five and Paise Forty Only | 807 | 912.88 |  |  |  |  | 4842
190 | Supply of 72 W LED light fitting (make Crompton, cat no - LSTP-72-CDL ) | BI01010001010000000000000515BI0100001301 | 14 | set | 6532.68 |  |  | Excess(+) | 1 | Full Conversion | INR | [40 empty] | 91457.52 | 91457.52 | INR Ninety One Thousand Four Hundred & Fifty Seven and Paise Fifty Two Only | 1400 | 1583.68 |  |  |  |  | 19600
Total in Figures | [51 empty] | 19348474.79 | 19348474.79 | INR One Crore Ninety Three Lakh Forty Eight Thousand Four Hundred & Seventy Four and Paise Seventy Nine Only | 4232370.41 | 4229712.94 |  |  |  |  | 397238388.86 | 4229659.7 | 15118815.09 | 4 | Construction of chamber for 100mm sluice plates | item5 | 10 | Nos
Quoted Rate in Figures |  |  |  | Select | [47 empty] | 0 | 0 | INR Zero Only |  | 2657.47
Quoted Rate in Words |  | INR Zero Only
Note on K15: gepadmin: 1. If you choose "Full Conversion" then Column BA (AMOUNT) and Column BB (TAXES) BOTH values will be convert based on selected Currency in (Column L). 2. If you choose "Partial Conversion" then Column BA (AMOUNT) only will be converted based on selected currency (Column L) and Column BB (TAXES) value (INR) will be added to the converted values.
Note on K16: gepadmin: 1. If you choose "Full Conversion" then Column BA (AMOUNT) and Column BB (TAXES) BOTH values will be convert based on selected Currency in (Column L). 2. If you choose "Partial Conversion" then Column BA (AMOUNT) only will be converted based on selected currency (Column L) and Column BB (TAXES) value (INR) will be added to the converted values.
Note on K18: gepadmin: 1. If you choose "Full Conversion" then Column BA (AMOUNT) and Column BB (TAXES) BOTH values will be convert based on selected Currency in (Column L). 2. If you choose "Partial Conversion" then Column BA (AMOUNT) only will be converted based on selected currency (Column L) and Column BB (TAXES) value (INR) will be added to the converted values.
Note on K19: gepadmin: 1. If you choose "Full Conversion" then Column BA (AMOUNT) and Column BB (TAXES) BOTH values will be convert based on selected Currency in (Column L). 2. If you choose "Partial Conversion" then Column BA (AMOUNT) only will be converted based on selected currency (Column L) and Column BB (TAXES) value (INR) will be added to the converted values.
Note on K13: gepadmin: 1. If you choose "Full Conversion" then Column BA (AMOUNT) and Column BB (TAXES) BOTH values will be convert based on selected Currency in (Column L). 2. If you choose "Partial Conversion" then Column BA (AMOUNT) only will be converted based on selected currency (Column L) and Column BB (TAXES) value (INR) will be added to the converted values.
Note on K25: gepadmin: 1. If you choose "Full Conversion" then Column BA (AMOUNT) and Column BB (TAXES) BOTH values will be convert based on selected Currency in (Column L). 2. If you choose "Partial Conversion" then Column BA (AMOUNT) only will be converted based on selected currency (Column L) and Column BB (TAXES) value (INR) will be added to the converted values.
Note on K39: gepadmin: 1. If you choose "Full Conversion" then Column BA (AMOUNT) and Column BB (TAXES) BOTH values will be convert based on selected Currency in (Column L). 2. If you choose "Partial Conversion" then Column BA (AMOUNT) only will be converted based on selected currency (Column L) and Column BB (TAXES) value (INR) will be added to the converted values.
Note on K54: gepadmin: 1. If you choose "Full Conversion" then Column BA (AMOUNT) and Column BB (TAXES) BOTH values will be convert based on selected Currency in (Column L). 2. If you choose "Partial Conversion" then Column BA (AMOUNT) only will be converted based on selected currency (Column L) and Column BB (TAXES) value (INR) will be added to the converted values.
Note on K57: gepadmin: 1. If you choose "Full Conversion" then Column BA (AMOUNT) and Column BB (TAXES) BOTH values will be convert based on selected Currency in (Column L). 2. If you choose "Partial Conversion" then Column BA (AMOUNT) only will be converted based on selected currency (Column L) and Column BB (TAXES) value (INR) will be added to the converted values.
Note on K61: gepadmin: 1. If you choose "Full Conversion" then Column BA (AMOUNT) and Column BB (TAXES) BOTH values will be convert based on selected Currency in (Column L). 2. If you choose "Partial Conversion" then Column BA (AMOUNT) only will be converted based on selected currency (Column L) and Column BB (TAXES) value (INR) will be added to the converted values.
Note on K66: gepadmin: 1. If you choose "Full Conversion" then Column BA (AMOUNT) and Column BB (TAXES) BOTH values will be convert based on selected Currency in (Column L). 2. If you choose "Partial Conversion" then Column BA (AMOUNT) only will be converted based on selected currency (Column L) and Column BB (TAXES) value (INR) will be added to the converted values.
Note on K72: gepadmin: 1. If you choose "Full Conversion" then Column BA (AMOUNT) and Column BB (TAXES) BOTH values will be convert based on selected Currency in (Column L). 2. If you choose "Partial Conversion" then Column BA (AMOUNT) only will be converted based on selected currency (Column L) and Column BB (TAXES) value (INR) will be added to the converted values.
Note on K77: gepadmin: 1. If you choose "Full Conversion" then Column BA (AMOUNT) and Column BB (TAXES) BOTH values will be convert based on selected Currency in (Column L). 2. If you choose "Partial Conversion" then Column BA (AMOUNT) only will be converted based on selected currency (Column L) and Column BB (TAXES) value (INR) will be added to the converted values.
Note on K97: gepadmin: 1. If you choose "Full Conversion" then Column BA (AMOUNT) and Column BB (TAXES) BOTH values will be convert based on selected Currency in (Column L). 2. If you choose "Partial Conversion" then Column BA (AMOUNT) only will be converted based on selected currency (Column L) and Column BB (TAXES) value (INR) will be added to the converted values.
Note on K100: gepadmin: 1. If you choose "Full Conversion" then Column BA (AMOUNT) and Column BB (TAXES) BOTH values will be convert based on selected Currency in (Column L). 2. If you choose "Partial Conversion" then Column BA (AMOUNT) only will be converted based on selected currency (Column L) and Column BB (TAXES) value (INR) will be added to the converted values.
Note on K107: gepadmin: 1. If you choose "Full Conversion" then Column BA (AMOUNT) and Column BB (TAXES) BOTH values will be convert based on selected Currency in (Column L). 2. If you choose "Partial Conversion" then Column BA (AMOUNT) only will be converted based on selected currency (Column L) and Column BB (TAXES) value (INR) will be added to the converted values.
Note on K109: gepadmin: 1. If you choose "Full Conversion" then Column BA (AMOUNT) and Column BB (TAXES) BOTH values will be convert based on selected Currency in (Column L). 2. If you choose "Partial Conversion" then Column BA (AMOUNT) only will be converted based on selected currency (Column L) and Column BB (TAXES) value (INR) will be added to the converted values.
Note on K112: gepadmin: 1. If you choose "Full Conversion" then Column BA (AMOUNT) and Column BB (TAXES) BOTH values will be convert based on selected Currency in (Column L). 2. If you choose "Partial Conversion" then Column BA (AMOUNT) only will be converted based on selected currency (Column L) and Column BB (TAXES) value (INR) will be added to the converted values.
Note on K118: gepadmin: 1. If you choose "Full Conversion" then Column BA (AMOUNT) and Column BB (TAXES) BOTH values will be convert based on selected Currency in (Column L). 2. If you choose "Partial Conversion" then Column BA (AMOUNT) only will be converted based on selected currency (Column L) and Column BB (TAXES) value (INR) will be added to the converted values.
Note on K141: gepadmin: 1. If you choose "Full Conversion" then Column BA (AMOUNT) and Column BB (TAXES) BOTH values will be convert based on selected Currency in (Column L). 2. If you choose "Partial Conversion" then Column BA (AMOUNT) only will be converted based on selected currency (Column L) and Column BB (TAXES) value (INR) will be added to the converted values.
Note on K169: gepadmin: 1. If you choose "Full Conversion" then Column BA (AMOUNT) and Column BB (TAXES) BOTH values will be convert based on selected Currency in (Column L). 2. If you choose "Partial Conversion" then Column BA (AMOUNT) only will be converted based on selected currency (Column L) and Column BB (TAXES) value (INR) will be added to the converted values.
Note on K177: gepadmin: 1. If you choose "Full Conversion" then Column BA (AMOUNT) and Column BB (TAXES) BOTH values will be convert based on selected Currency in (Column L). 2. If you choose "Partial Conversion" then Column BA (AMOUNT) only will be converted based on selected currency (Column L) and Column BB (TAXES) value (INR) will be added to the converted values.
Note on K196: gepadmin: 1. If you choose "Full Conversion" then Column BA (AMOUNT) and Column BB (TAXES) BOTH values will be convert based on selected Currency in (Column L). 2. If you choose "Partial Conversion" then Column BA (AMOUNT) only will be converted based on selected currency (Column L) and Column BB (TAXES) value (INR) will be added to the converted values.
Note on K14: gepadmin: 1. If you choose "Full Conversion" then Column BA (AMOUNT) and Column BB (TAXES) BOTH values will be convert based on selected Currency in (Column L). 2. If you choose "Partial Conversion" then Column BA (AMOUNT) only will be converted based on selected currency (Column L) and Column BB (TAXES) value (INR) will be added to the converted values.
Note on K52: gepadmin: 1. If you choose "Full Conversion" then Column BA (AMOUNT) and Column BB (TAXES) BOTH values will be convert based on selected Currency in (Column L). 2. If you choose "Partial Conversion" then Column BA (AMOUNT) only will be converted based on selected currency (Column L) and Column BB (TAXES) value (INR) will be added to the converted values.
Note on K49: gepadmin: 1. If you choose "Full Conversion" then Column BA (AMOUNT) and Column BB (TAXES) BOTH values will be convert based on selected Currency in (Column L). 2. If you choose "Partial Conversion" then Column BA (AMOUNT) only will be converted based on selected currency (Column L) and Column BB (TAXES) value (INR) will be added to the converted values.
Note on K55: gepadmin: 1. If you choose "Full Conversion" then Column BA (AMOUNT) and Column BB (TAXES) BOTH values will be convert based on selected Currency in (Column L). 2. If you choose "Partial Conversion" then Column BA (AMOUNT) only will be converted based on selected currency (Column L) and Column BB (TAXES) value (INR) will be added to the converted values.
Note on K69: gepadmin: 1. If you choose "Full Conversion" then Column BA (AMOUNT) and Column BB (TAXES) BOTH values will be convert based on selected Currency in (Column L). 2. If you choose "Partial Conversion" then Column BA (AMOUNT) only will be converted based on selected currency (Column L) and Column BB (TAXES) value (INR) will be added to the converted values.
Note on K74: gepadmin: 1. If you choose "Full Conversion" then Column BA (AMOUNT) and Column BB (TAXES) BOTH values will be convert based on selected Currency in (Column L). 2. If you choose "Partial Conversion" then Column BA (AMOUNT) only will be converted based on selected currency (Column L) and Column BB (TAXES) value (INR) will be added to the converted values.
Note on K79: gepadmin: 1. If you choose "Full Conversion" then Column BA (AMOUNT) and Column BB (TAXES) BOTH values will be convert based on selected Currency in (Column L). 2. If you choose "Partial Conversion" then Column BA (AMOUNT) only will be converted based on selected currency (Column L) and Column BB (TAXES) value (INR) will be added to the converted values.
Note on K85: gepadmin: 1. If you choose "Full Conversion" then Column BA (AMOUNT) and Column BB (TAXES) BOTH values will be convert based on selected Currency in (Column L). 2. If you choose "Partial Conversion" then Column BA (AMOUNT) only will be converted based on selected currency (Column L) and Column BB (TAXES) value (INR) will be added to the converted values.
Note on K89: gepadmin: 1. If you choose "Full Conversion" then Column BA (AMOUNT) and Column BB (TAXES) BOTH values will be convert based on selected Currency in (Column L). 2. If you choose "Partial Conversion" then Column BA (AMOUNT) only will be converted based on selected currency (Column L) and Column BB (TAXES) value (INR) will be added to the converted values.
Note on K92: gepadmin: 1. If you choose "Full Conversion" then Column BA (AMOUNT) and Column BB (TAXES) BOTH values will be convert based on selected Currency in (Column L). 2. If you choose "Partial Conversion" then Column BA (AMOUNT) only will be converted based on selected currency (Column L) and Column BB (TAXES) value (INR) will be added to the converted values.
Note on K95: gepadmin: 1. If you choose "Full Conversion" then Column BA (AMOUNT) and Column BB (TAXES) BOTH values will be convert based on selected Currency in (Column L). 2. If you choose "Partial Conversion" then Column BA (AMOUNT) only will be converted based on selected currency (Column L) and Column BB (TAXES) value (INR) will be added to the converted values.
Note on K101: gepadmin: 1. If you choose "Full Conversion" then Column BA (AMOUNT) and Column BB (TAXES) BOTH values will be convert based on selected Currency in (Column L). 2. If you choose "Partial Conversion" then Column BA (AMOUNT) only will be converted based on selected currency (Column L) and Column BB (TAXES) value (INR) will be added to the converted values.
Note on K106: gepadmin: 1. If you choose "Full Conversion" then Column BA (AMOUNT) and Column BB (TAXES) BOTH values will be convert based on selected Currency in (Column L). 2. If you choose "Partial Conversion" then Column BA (AMOUNT) only will be converted based on selected currency (Column L) and Column BB (TAXES) value (INR) will be added to the converted values.
Note on K113: gepadmin: 1. If you choose "Full Conversion" then Column BA (AMOUNT) and Column BB (TAXES) BOTH values will be convert based on selected Currency in (Column L). 2. If you choose "Partial Conversion" then Column BA (AMOUNT) only will be converted based on selected currency (Column L) and Column BB (TAXES) value (INR) will be added to the converted values.
Note on K119: gepadmin: 1. If you choose "Full Conversion" then Column BA (AMOUNT) and Column BB (TAXES) BOTH values will be convert based on selected Currency in (Column L). 2. If you choose "Partial Conversion" then Column BA (AMOUNT) only will be converted based on selected currency (Column L) and Column BB (TAXES) value (INR) will be added to the converted values.
Note on K124: gepadmin: 1. If you choose "Full Conversion" then Column BA (AMOUNT) and Column BB (TAXES) BOTH values will be convert based on selected Currency in (Column L). 2. If you choose "Partial Conversion" then Column BA (AMOUNT) only will be converted based on selected currency (Column L) and Column BB (TAXES) value (INR) will be added to the converted values.
Note on K110: gepadmin: 1. If you choose "Full Conversion" then Column BA (AMOUNT) and Column BB (TAXES) BOTH values will be convert based on selected Currency in (Column L). 2. If you choose "Partial Conversion" then Column BA (AMOUNT) only will be converted based on selected currency (Column L) and Column BB (TAXES) value (INR) will be added to the converted values.
Note on K115: gepadmin: 1. If you choose "Full Conversion" then Column BA (AMOUNT) and Column BB (TAXES) BOTH values will be convert based on selected Currency in (Column L). 2. If you choose "Partial Conversion" then Column BA (AMOUNT) only will be converted based on selected currency (Column L) and Column BB (TAXES) value (INR) will be added to the converted values.
Note on K122: gepadmin: 1. If you choose "Full Conversion" then Column BA (AMOUNT) and Column BB (TAXES) BOTH values will be convert based on selected Currency in (Column L). 2. If you choose "Partial Conversion" then Column BA (AMOUNT) only will be converted based on selected currency (Column L) and Column BB (TAXES) value (INR) will be added to the converted values.
Note on K127: gepadmin: 1. If you choose "Full Conversion" then Column BA (AMOUNT) and Column BB (TAXES) BOTH values will be convert based on selected Currency in (Column L). 2. If you choose "Partial Conversion" then Column BA (AMOUNT) only will be converted based on selected currency (Column L) and Column BB (TAXES) value (INR) will be added to the converted values.
Note on K132: gepadmin: 1. If you choose "Full Conversion" then Column BA (AMOUNT) and Column BB (TAXES) BOTH values will be convert based on selected Currency in (Column L). 2. If you choose "Partial Conversion" then Column BA (AMOUNT) only will be converted based on selected currency (Column L) and Column BB (TAXES) value (INR) will be added to the converted values.
Note on K138: gepadmin: 1. If you choose "Full Conversion" then Column BA (AMOUNT) and Column BB (TAXES) BOTH values will be convert based on selected Currency in (Column L). 2. If you choose "Partial Conversion" then Column BA (AMOUNT) only will be converted based on selected currency (Column L) and Column BB (TAXES) value (INR) will be added to the converted values.
Note on K142: gepadmin: 1. If you choose "Full Conversion" then Column BA (AMOUNT) and Column BB (TAXES) BOTH values will be convert based on selected Currency in (Column L). 2. If you choose "Partial Conversion" then Column BA (AMOUNT) only will be converted based on selected currency (Column L) and Column BB (TAXES) value (INR) will be added to the converted values.
Note on K145: gepadmin: 1. If you choose "Full Conversion" then Column BA (AMOUNT) and Column BB (TAXES) BOTH values will be convert based on selected Currency in (Column L). 2. If you choose "Partial Conversion" then Column BA (AMOUNT) only will be converted based on selected currency (Column L) and Column BB (TAXES) value (INR) will be added to the converted values.
Note on K150: gepadmin: 1. If you choose "Full Conversion" then Column BA (AMOUNT) and Column BB (TAXES) BOTH values will be convert based on selected Currency in (Column L). 2. If you choose "Partial Conversion" then Column BA (AMOUNT) only will be converted based on selected currency (Column L) and Column BB (TAXES) value (INR) will be added to the converted values.
Note on K156: gepadmin: 1. If you choose "Full Conversion" then Column BA (AMOUNT) and Column BB (TAXES) BOTH values will be convert based on selected Currency in (Column L). 2. If you choose "Partial Conversion" then Column BA (AMOUNT) only will be converted based on selected currency (Column L) and Column BB (TAXES) value (INR) will be added to the converted values.
Note on K157: gepadmin: 1. If you choose "Full Conversion" then Column BA (AMOUNT) and Column BB (TAXES) BOTH values will be convert based on selected Currency in (Column L). 2. If you choose "Partial Conversion" then Column BA (AMOUNT) only will be converted based on selected currency (Column L) and Column BB (TAXES) value (INR) will be added to the converted values.
Note on K167: gepadmin: 1. If you choose "Full Conversion" then Column BA (AMOUNT) and Column BB (TAXES) BOTH values will be convert based on selected Currency in (Column L). 2. If you choose "Partial Conversion" then Column BA (AMOUNT) only will be converted based on selected currency (Column L) and Column BB (TAXES) value (INR) will be added to the converted values.
Note on K173: gepadmin: 1. If you choose "Full Conversion" then Column BA (AMOUNT) and Column BB (TAXES) BOTH values will be convert based on selected Currency in (Column L). 2. If you choose "Partial Conversion" then Column BA (AMOUNT) only will be converted based on selected currency (Column L) and Column BB (TAXES) value (INR) will be added to the converted values.
Note on K178: gepadmin: 1. If you choose "Full Conversion" then Column BA (AMOUNT) and Column BB (TAXES) BOTH values will be convert based on selected Currency in (Column L). 2. If you choose "Partial Conversion" then Column BA (AMOUNT) only will be converted based on selected currency (Column L) and Column BB (TAXES) value (INR) will be added to the converted values.
Note on K179: gepadmin: 1. If you choose "Full Conversion" then Column BA (AMOUNT) and Column BB (TAXES) BOTH values will be convert based on selected Currency in (Column L). 2. If you choose "Partial Conversion" then Column BA (AMOUNT) only will be converted based on selected currency (Column L) and Column BB (TAXES) value (INR) will be added to the converted values.
Note on K180: gepadmin: 1. If you choose "Full Conversion" then Column BA (AMOUNT) and Column BB (TAXES) BOTH values will be convert based on selected Currency in (Column L). 2. If you choose "Partial Conversion" then Column BA (AMOUNT) only will be converted based on selected currency (Column L) and Column BB (TAXES) value (INR) will be added to the converted values.
Note on K184: gepadmin: 1. If you choose "Full Conversion" then Column BA (AMOUNT) and Column BB (TAXES) BOTH values will be convert based on selected Currency in (Column L). 2. If you choose "Partial Conversion" then Column BA (AMOUNT) only will be converted based on selected currency (Column L) and Column BB (TAXES) value (INR) will be added to the converted values.
Note on K192: gepadmin: 1. If you choose "Full Conversion" then Column BA (AMOUNT) and Column BB (TAXES) BOTH values will be convert based on selected Currency in (Column L). 2. If you choose "Partial Conversion" then Column BA (AMOUNT) only will be converted based on selected currency (Column L) and Column BB (TAXES) value (INR) will be added to the converted values.
Note on K194: gepadmin: 1. If you choose "Full Conversion" then Column BA (AMOUNT) and Column BB (TAXES) BOTH values will be convert based on selected Currency in (Column L). 2. If you choose "Partial Conversion" then Column BA (AMOUNT) only will be converted based on selected currency (Column L) and Column BB (TAXES) value (INR) will be added to the converted values.
Note on K202: gepadmin: 1. If you choose "Full Conversion" then Column BA (AMOUNT) and Column BB (TAXES) BOTH values will be convert based on selected Currency in (Column L). 2. If you choose "Partial Conversion" then Column BA (AMOUNT) only will be converted based on selected currency (Column L) and Column BB (TAXES) value (INR) will be added to the converted values.
Note on K17: gepadmin: 1. If you choose "Full Conversion" then Column BA (AMOUNT) and Column BB (TAXES) BOTH values will be convert based on selected Currency in (Column L). 2. If you choose "Partial Conversion" then Column BA (AMOUNT) only will be converted based on selected currency (Column L) and Column BB (TAXES) value (INR) will be added to the converted values.
Note on K20: gepadmin: 1. If you choose "Full Conversion" then Column BA (AMOUNT) and Column BB (TAXES) BOTH values will be convert based on selected Currency in (Column L). 2. If you choose "Partial Conversion" then Column BA (AMOUNT) only will be converted based on selected currency (Column L) and Column BB (TAXES) value (INR) will be added to the converted values.
Note on K40: gepadmin: 1. If you choose "Full Conversion" then Column BA (AMOUNT) and Column BB (TAXES) BOTH values will be convert based on selected Currency in (Column L). 2. If you choose "Partial Conversion" then Column BA (AMOUNT) only will be converted based on selected currency (Column L) and Column BB (TAXES) value (INR) will be added to the converted values.
Note on K23: gepadmin: 1. If you choose "Full Conversion" then Column BA (AMOUNT) and Column BB (TAXES) BOTH values will be convert based on selected Currency in (Column L). 2. If you choose "Partial Conversion" then Column BA (AMOUNT) only will be converted based on selected currency (Column L) and Column BB (TAXES) value (INR) will be added to the converted values.
Note on K32: gepadmin: 1. If you choose "Full Conversion" then Column BA (AMOUNT) and Column BB (TAXES) BOTH values will be convert based on selected Currency in (Column L). 2. If you choose "Partial Conversion" then Column BA (AMOUNT) only will be converted based on selected currency (Column L) and Column BB (TAXES) value (INR) will be added to the converted values.
Note on K42: gepadmin: 1. If you choose "Full Conversion" then Column BA (AMOUNT) and Column BB (TAXES) BOTH values will be convert based on selected Currency in (Column L). 2. If you choose "Partial Conversion" then Column BA (AMOUNT) only will be converted based on selected currency (Column L) and Column BB (TAXES) value (INR) will be added to the converted values.
Note on K50: gepadmin: 1. If you choose "Full Conversion" then Column BA (AMOUNT) and Column BB (TAXES) BOTH values will be convert based on selected Currency in (Column L). 2. If you choose "Partial Conversion" then Column BA (AMOUNT) only will be converted based on selected currency (Column L) and Column BB (TAXES) value (INR) will be added to the converted values.
Note on K51: gepadmin: 1. If you choose "Full Conversion" then Column BA (AMOUNT) and Column BB (TAXES) BOTH values will be convert based on selected Currency in (Column L). 2. If you choose "Partial Conversion" then Column BA (AMOUNT) only will be converted based on selected currency (Column L) and Column BB (TAXES) value (INR) will be added to the converted values.
Note on K56: gepadmin: 1. If you choose "Full Conversion" then Column BA (AMOUNT) and Column BB (TAXES) BOTH values will be convert based on selected Currency in (Column L). 2. If you choose "Partial Conversion" then Column BA (AMOUNT) only will be converted based on selected currency (Column L) and Column BB (TAXES) value (INR) will be added to the converted values.
Note on K70: gepadmin: 1. If you choose "Full Conversion" then Column BA (AMOUNT) and Column BB (TAXES) BOTH values will be convert based on selected Currency in (Column L). 2. If you choose "Partial Conversion" then Column BA (AMOUNT) only will be converted based on selected currency (Column L) and Column BB (TAXES) value (INR) will be added to the converted values.
Note on K75: gepadmin: 1. If you choose "Full Conversion" then Column BA (AMOUNT) and Column BB (TAXES) BOTH values will be convert based on selected Currency in (Column L). 2. If you choose "Partial Conversion" then Column BA (AMOUNT) only will be converted based on selected currency (Column L) and Column BB (TAXES) value (INR) will be added to the converted values.
Note on K80: gepadmin: 1. If you choose "Full Conversion" then Column BA (AMOUNT) and Column BB (TAXES) BOTH values will be convert based on selected Currency in (Column L). 2. If you choose "Partial Conversion" then Column BA (AMOUNT) only will be converted based on selected currency (Column L) and Column BB (TAXES) value (INR) will be added to the converted values.
Note on K86: gepadmin: 1. If you choose "Full Conversion" then Column BA (AMOUNT) and Column BB (TAXES) BOTH values will be convert based on selected Currency in (Column L). 2. If you choose "Partial Conversion" then Column BA (AMOUNT) only will be converted based on selected currency (Column L) and Column BB (TAXES) value (INR) will be added to the converted values.
Note on K90: gepadmin: 1. If you choose "Full Conversion" then Column BA (AMOUNT) and Column BB (TAXES) BOTH values will be convert based on selected Currency in (Column L). 2. If you choose "Partial Conversion" then Column BA (AMOUNT) only will be converted based on selected currency (Column L) and Column BB (TAXES) value (INR) will be added to the converted values.
Note on K93: gepadmin: 1. If you choose "Full Conversion" then Column BA (AMOUNT) and Column BB (TAXES) BOTH values will be convert based on selected Currency in (Column L). 2. If you choose "Partial Conversion" then Column BA (AMOUNT) only will be converted based on selected currency (Column L) and Column BB (TAXES) value (INR) will be added to the converted values.
Note on K96: gepadmin: 1. If you choose "Full Conversion" then Column BA (AMOUNT) and Column BB (TAXES) BOTH values will be convert based on selected Currency in (Column L). 2. If you choose "Partial Conversion" then Column BA (AMOUNT) only will be converted based on selected currency (Column L) and Column BB (TAXES) value (INR) will be added to the converted values.
Note on K102: gepadmin: 1. If you choose "Full Conversion" then Column BA (AMOUNT) and Column BB (TAXES) BOTH values will be convert based on selected Currency in (Column L). 2. If you choose "Partial Conversion" then Column BA (AMOUNT) only will be converted based on selected currency (Column L) and Column BB (TAXES) value (INR) will be added to the converted values.
Note on K111: gepadmin: 1. If you choose "Full Conversion" then Column BA (AMOUNT) and Column BB (TAXES) BOTH values will be convert based on selected Currency in (Column L). 2. If you choose "Partial Conversion" then Column BA (AMOUNT) only will be converted based on selected currency (Column L) and Column BB (TAXES) value (INR) will be added to the converted values.
Note on K116: gepadmin: 1. If you choose "Full Conversion" then Column BA (AMOUNT) and Column BB (TAXES) BOTH values will be convert based on selected Currency in (Column L). 2. If you choose "Partial Conversion" then Column BA (AMOUNT) only will be converted based on selected currency (Column L) and Column BB (TAXES) value (INR) will be added to the converted values.
Note on K128: gepadmin: 1. If you choose "Full Conversion" then Column BA (AMOUNT) and Column BB (TAXES) BOTH values will be convert based on selected Currency in (Column L). 2. If you choose "Partial Conversion" then Column BA (AMOUNT) only will be converted based on selected currency (Column L) and Column BB (TAXES) value (INR) will be added to the converted values.
Note on K139: gepadmin: 1. If you choose "Full Conversion" then Column BA (AMOUNT) and Column BB (TAXES) BOTH values will be convert based on selected Currency in (Column L). 2. If you choose "Partial Conversion" then Column BA (AMOUNT) only will be converted based on selected currency (Column L) and Column BB (TAXES) value (INR) will be added to the converted values.
Note on K146: gepadmin: 1. If you choose "Full Conversion" then Column BA (AMOUNT) and Column BB (TAXES) BOTH values will be convert based on selected Currency in (Column L). 2. If you choose "Partial Conversion" then Column BA (AMOUNT) only will be converted based on selected currency (Column L) and Column BB (TAXES) value (INR) will be added to the converted values.
Note on K148: gepadmin: 1. If you choose "Full Conversion" then Column BA (AMOUNT) and Column BB (TAXES) BOTH values will be convert based on selected Currency in (Column L). 2. If you choose "Partial Conversion" then Column BA (AMOUNT) only will be converted based on selected currency (Column L) and Column BB (TAXES) value (INR) will be added to the converted values.
Note on K153: gepadmin: 1. If you choose "Full Conversion" then Column BA (AMOUNT) and Column BB (TAXES) BOTH values will be convert based on selected Currency in (Column L). 2. If you choose "Partial Conversion" then Column BA (AMOUNT) only will be converted based on selected currency (Column L) and Column BB (TAXES) value (INR) will be added to the converted values.
Note on K159: gepadmin: 1. If you choose "Full Conversion" then Column BA (AMOUNT) and Column BB (TAXES) BOTH values will be convert based on selected Currency in (Column L). 2. If you choose "Partial Conversion" then Column BA (AMOUNT) only will be converted based on selected currency (Column L) and Column BB (TAXES) value (INR) will be added to the converted values.
Note on K162: gepadmin: 1. If you choose "Full Conversion" then Column BA (AMOUNT) and Column BB (TAXES) BOTH values will be convert based on selected Currency in (Column L). 2. If you choose "Partial Conversion" then Column BA (AMOUNT) only will be converted based on selected currency (Column L) and Column BB (TAXES) value (INR) will be added to the converted values.
Note on K165: gepadmin: 1. If you choose "Full Conversion" then Column BA (AMOUNT) and Column BB (TAXES) BOTH values will be convert based on selected Currency in (Column L). 2. If you choose "Partial Conversion" then Column BA (AMOUNT) only will be converted based on selected currency (Column L) and Column BB (TAXES) value (INR) will be added to the converted values.
Note on K181: gepadmin: 1. If you choose "Full Conversion" then Column BA (AMOUNT) and Column BB (TAXES) BOTH values will be convert based on selected Currency in (Column L). 2. If you choose "Partial Conversion" then Column BA (AMOUNT) only will be converted based on selected currency (Column L) and Column BB (TAXES) value (INR) will be added to the converted values.
Note on K182: gepadmin: 1. If you choose "Full Conversion" then Column BA (AMOUNT) and Column BB (TAXES) BOTH values will be convert based on selected Currency in (Column L). 2. If you choose "Partial Conversion" then Column BA (AMOUNT) only will be converted based on selected currency (Column L) and Column BB (TAXES) value (INR) will be added to the converted values.
Note on K186: gepadmin: 1. If you choose "Full Conversion" then Column BA (AMOUNT) and Column BB (TAXES) BOTH values will be convert based on selected Currency in (Column L). 2. If you choose "Partial Conversion" then Column BA (AMOUNT) only will be converted based on selected currency (Column L) and Column BB (TAXES) value (INR) will be added to the converted values.
Note on K187: gepadmin: 1. If you choose "Full Conversion" then Column BA (AMOUNT) and Column BB (TAXES) BOTH values will be convert based on selected Currency in (Column L). 2. If you choose "Partial Conversion" then Column BA (AMOUNT) only will be converted based on selected currency (Column L) and Column BB (TAXES) value (INR) will be added to the converted values.
Note on K188: gepadmin: 1. If you choose "Full Conversion" then Column BA (AMOUNT) and Column BB (TAXES) BOTH values will be convert based on selected Currency in (Column L). 2. If you choose "Partial Conversion" then Column BA (AMOUNT) only will be converted based on selected currency (Column L) and Column BB (TAXES) value (INR) will be added to the converted values.
Note on K191: gepadmin: 1. If you choose "Full Conversion" then Column BA (AMOUNT) and Column BB (TAXES) BOTH values will be convert based on selected Currency in (Column L). 2. If you choose "Partial Conversion" then Column BA (AMOUNT) only will be converted based on selected currency (Column L) and Column BB (TAXES) value (INR) will be added to the converted values.
Note on K197: gepadmin: 1. If you choose "Full Conversion" then Column BA (AMOUNT) and Column BB (TAXES) BOTH values will be convert based on selected Currency in (Column L). 2. If you choose "Partial Conversion" then Column BA (AMOUNT) only will be converted based on selected currency (Column L) and Column BB (TAXES) value (INR) will be added to the converted values.
Note on K198: gepadmin: 1. If you choose "Full Conversion" then Column BA (AMOUNT) and Column BB (TAXES) BOTH values will be convert based on selected Currency in (Column L). 2. If you choose "Partial Conversion" then Column BA (AMOUNT) only will be converted based on selected currency (Column L) and Column BB (TAXES) value (INR) will be added to the converted values.
Note on K133: gepadmin: 1. If you choose "Full Conversion" then Column BA (AMOUNT) and Column BB (TAXES) BOTH values will be convert based on selected Currency in (Column L). 2. If you choose "Partial Conversion" then Column BA (AMOUNT) only will be converted based on selected currency (Column L) and Column BB (TAXES) value (INR) will be added to the converted values.
Note on K199: gepadmin: 1. If you choose "Full Conversion" then Column BA (AMOUNT) and Column BB (TAXES) BOTH values will be convert based on selected Currency in (Column L). 2. If you choose "Partial Conversion" then Column BA (AMOUNT) only will be converted based on selected currency (Column L) and Column BB (TAXES) value (INR) will be added to the converted values.
Note on K183: gepadmin: 1. If you choose "Full Conversion" then Column BA (AMOUNT) and Column BB (TAXES) BOTH values will be convert based on selected Currency in (Column L). 2. If you choose "Partial Conversion" then Column BA (AMOUNT) only will be converted based on selected currency (Column L) and Column BB (TAXES) value (INR) will be added to the converted values.
Note on K123: gepadmin: 1. If you choose "Full Conversion" then Column BA (AMOUNT) and Column BB (TAXES) BOTH values will be convert based on selected Currency in (Column L). 2. If you choose "Partial Conversion" then Column BA (AMOUNT) only will be converted based on selected currency (Column L) and Column BB (TAXES) value (INR) will be added to the converted values.
Note on K129: gepadmin: 1. If you choose "Full Conversion" then Column BA (AMOUNT) and Column BB (TAXES) BOTH values will be convert based on selected Currency in (Column L). 2. If you choose "Partial Conversion" then Column BA (AMOUNT) only will be converted based on selected currency (Column L) and Column BB (TAXES) value (INR) will be added to the converted values.
Note on K134: gepadmin: 1. If you choose "Full Conversion" then Column BA (AMOUNT) and Column BB (TAXES) BOTH values will be convert based on selected Currency in (Column L). 2. If you choose "Partial Conversion" then Column BA (AMOUNT) only will be converted based on selected currency (Column L) and Column BB (TAXES) value (INR) will be added to the converted values.
Note on K160: gepadmin: 1. If you choose "Full Conversion" then Column BA (AMOUNT) and Column BB (TAXES) BOTH values will be convert based on selected Currency in (Column L). 2. If you choose "Partial Conversion" then Column BA (AMOUNT) only will be converted based on selected currency (Column L) and Column BB (TAXES) value (INR) will be added to the converted values.
Note on K168: gepadmin: 1. If you choose "Full Conversion" then Column BA (AMOUNT) and Column BB (TAXES) BOTH values will be convert based on selected Currency in (Column L). 2. If you choose "Partial Conversion" then Column BA (AMOUNT) only will be converted based on selected currency (Column L) and Column BB (TAXES) value (INR) will be added to the converted values.
Note on K171: gepadmin: 1. If you choose "Full Conversion" then Column BA (AMOUNT) and Column BB (TAXES) BOTH values will be convert based on selected Currency in (Column L). 2. If you choose "Partial Conversion" then Column BA (AMOUNT) only will be converted based on selected currency (Column L) and Column BB (TAXES) value (INR) will be added to the converted values.
Note on K174: gepadmin: 1. If you choose "Full Conversion" then Column BA (AMOUNT) and Column BB (TAXES) BOTH values will be convert based on selected Currency in (Column L). 2. If you choose "Partial Conversion" then Column BA (AMOUNT) only will be converted based on selected currency (Column L) and Column BB (TAXES) value (INR) will be added to the converted values.
Note on K185: gepadmin: 1. If you choose "Full Conversion" then Column BA (AMOUNT) and Column BB (TAXES) BOTH values will be convert based on selected Currency in (Column L). 2. If you choose "Partial Conversion" then Column BA (AMOUNT) only will be converted based on selected currency (Column L) and Column BB (TAXES) value (INR) will be added to the converted values.
Note on K190: gepadmin: 1. If you choose "Full Conversion" then Column BA (AMOUNT) and Column BB (TAXES) BOTH values will be convert based on selected Currency in (Column L). 2. If you choose "Partial Conversion" then Column BA (AMOUNT) only will be converted based on selected currency (Column L) and Column BB (TAXES) value (INR) will be added to the converted values.
Note on K195: gepadmin: 1. If you choose "Full Conversion" then Column BA (AMOUNT) and Column BB (TAXES) BOTH values will be convert based on selected Currency in (Column L). 2. If you choose "Partial Conversion" then Column BA (AMOUNT) only will be converted based on selected currency (Column L) and Column BB (TAXES) value (INR) will be added to the converted values.

## Macros
Please Enable Macros to View BoQ information