## BoQ1 (hidden)
Percentage BoQ
BoQ_Ver3.0 | Percentage | Normal | INR Only | INR
Select, At Par, Excess (+), Less (-) |  | IOCL
Tender Inviting Authority: The Additional Chief Engineer, W.B.P.H&.I.D.Corpn. Ltd.
Name of Work: Construction of Police Guest House at CIF Campus, Garia, Kolkata - 700084. (2nd Call)
Contract No: WBPHIDCL/ACE/NIT- 134(e)/2018-2019
Bidder Name :
PRICE SCHEDULE (This BOQ template must not be modified/replaced by the bidder and the same should be uploaded after filling the relevent columns, else the bidder is liable to be rejected for this tender. Bidders are allowed to enter the Bidder Name and Values only )
NUMBER # | TEXT # | TEXT # | NUMBER # | TEXT # | NUMBER | NUMBER | TEXT | TEXT # | NUMBER # | TEXT# | TEXT # | NUMBER # | NUMBER | NUMBER | NUMBER | NUMBER | TEXT | TEXT | NUMBER | NUMBER | NUMBER | NUMBER | TEXT | TEXT | NUMBER | NUMBER | NUMBER | NUMBER | TEXT | TEXT | NUMBER | NUMBER | NUMBER | NUMBER | TEXT | TEXT | NUMBER | NUMBER | NUMBER | NUMBER | TEXT | TEXT | NUMBER | NUMBER | NUMBER # | NUMBER # | TEXT | TEXT | NUMBER # | NUMBER # | DATE | NUMBER # | NUMBER # | TEXT #
Sl. No. | Item Description | Item Code / Make | Quantity | Units | Estimated Rate |  |  | Addition / Deduction | Addition / Deduction Values | Currency Convertion against each Item | Quoted Currency in INR / Other Currency | BASIC RATE In Figures To be entered by the Bidder Rs. P | Excise Duty | VAT | Freight Charges ( Unloading & Stacking) | Any Other Taxes/Duties/Levies |  |  | Other Taxes 2 | IIIrd Party i.e DGS&D / RITES etc Inspection Charges @0.34%+Service Tax | Less for Cenvat Credit,if any respect of Supplies Under full Excise Duty Category | [30 empty] | TOTAL AMOUNT With Taxes | TOTAL AMOUNT With Taxes | TOTAL AMOUNT In Words
1 | 2 | 3 | 4 | 5 | 6 | 7 | 8 | 9 | 10 | 11 | 12 | 13 | 14 | 15 | 16 | 17 | 18 | 19 | 20 | 21 | 22 | 23 | 24 | 25 | 26 | 27 | 28 | 29 | 30 | 31 | 32 | 33 | 34 | 35 | 36 | 37 | 38 | 39 | 40 | 41 | 42 | 43 | 44 | 45 | 46 | 47 | 48 | 49 | 50 | 51 | 52 | 53 | 54 | 55
1 | Civil works | BI01010001010000000000000515BI0100001112 | [56 empty] | 1 | Construction of chamber for 100mm sluices valve | item1 | 10 | 1 Nos
2 | Dismantling all types of masonry excepting cement concrete plain or reinforced, stacking serviceable materials at site and removing rubbish as directed within a lead of 75 m. a) In ground floor including roof. | BI01010001010000000000000515BI0100001113 | 15 | Cum. | 505.65 |  |  | Excess(+) | 1 | Full Conversion | INR | [40 empty] | 7584.75 | 7584.75 | INR Seven Thousand Five Hundred & Eighty Four and Paise Seventy Five Only |  | 0 | 505.65 |  | 2 | Construction of chamber for 100mm sluices valve | item3 | 10 | Nos
3 | Dismantling all types of plain cement concrete works, stacking serviceable materials at site and removing rubbish as directed within a lead of 75 m. In ground floor including roof. (a) upto 150 mm. Thick | BI01010001010000000000000515BI0100001114 | 15 | Cum. | 1062.2 |  |  | Excess(+) | 1 | Full Conversion | INR | [40 empty] | 15933 | 15933 | INR Fifteen Thousand Nine Hundred & Thirty Three Only |  | 0 | 1062.2 |  | 3 | Supplying, Conveying and fixing spls. Including ea | item4 | 10 | Nos
4 | Removal of rubbish,earth etc. from the working site and disposal of the same beyond the compound, in conformity with the Municipal / Corporation Rules for such disposal, loading into truck and cleaning the site in all respect as per direction of Engineer in charge. | BI01010001010000000000000515BI0100001115 | 50 | Cum. | 187.78 |  |  | Excess(+) | 1 | Full Conversion | INR | [40 empty] | 9389 | 9389 | INR Nine Thousand Three Hundred & Eighty Nine Only |  | 0 | 187.78 |  | 1.01 | Supplying, Conveying and fixing spls. Including eart | item1 | 123.223 | Nos
5 | Surface dressing of the ground in any kind of soil including removing vegetation inequalities not excee ding 15 cm depth and disposal of rubbish within a lead upto 75 m as directed. | BI01010001010000000000000515BI0100001116 | 4030.172 | Sqm. | 12.44 |  |  | Excess(+) | 1 | Full Conversion | INR | [40 empty] | 50135.34 | 50135.34 | INR Fifty Thousand One Hundred & Thirty Five and Paise Thirty Four Only | 3.62 | 4.09 | 8.35 |  | 1.02 | Construction of chamber for 100mm sluice plates | item2 | 213 | Nos
6 | Earth work in excavation of foundation trenches or drains, in all sorts of soil (including mixed soil but excluding laterite or sandstone) including removing, spreading or stacking the spoils within a lead of 75 m. as directed. The item includes necessary trimming the sides of trenches, levelling, dressing and ramming the bottom, bailing out water as required complete. Depth of excavation upto 1,500 mm. | BI01010001010000000000000515BI0100001117 | 6965.757 | Cum. | 134.92 |  |  | Excess(+) | 1 | Full Conversion | INR | [40 empty] | 939819.93 | 939819.93 | INR Nine Lakh Thirty Nine Thousand Eight Hundred & Nineteen and Paise Ninety Three Only |  | 0 | 134.92 |  | 2 | Construction of chamber for 100mm sluices valve | item3 | 10 | Nos
7 | Earth work in filling in foundation trenches or plinth with good earth, in layers not exceeding 150 mm. including watering and ramming etc. layer by layer complete. (Payment to be made on the basis of measurement of finished quantity of work) With earth obtained from excavation of foundation. (a) With earth obtained from excavation of foundation. | BI01010001010000000000000515BI0100001118 | 3787.635 | Cum. | 87.71 |  |  | Excess(+) | 1 | Full Conversion | INR | [40 empty] | 332213.47 | 332213.47 | INR Three Lakh Thirty Two Thousand Two Hundred & Thirteen and Paise Forty Seven Only |  | 0 | 87.71 |  | 2 | Construction of chamber for 100mm sluices valve | item3 | 10 | Nos
8 | Granular Sub-base with Graded Material (Table:- 400-1) : Plant Mix Method: Construction of granular sub-base by providing graded material, mixing in Wet Mix Plant at OMC, carriage of mixed material to work site, spreading in uniform layers with Motor grader on prepared surface in proper grade and camber, compacting with vibratory power roller to achieve the desired density, including lighting, guarding, barricading, including cost of all materials, machinery, tools and plants and cost of quality control complete as per Clause 401 of specifications for Road & Bridge Works of MoRT&H (5th Revision). GRADING-II, G.S.B. (150MM Compacted thickness at Bottom layer) | BI01010001010000000000000515BI0100001119 | 342.125 | Cum. | 2429.05 |  |  | Excess(+) | 1 | Full Conversion | INR | [40 empty] | 831038.73 | 831038.73 | INR Eight Lakh Thirty One Thousand &Thirty Eight and Paise Seventy Three Only |  | 0 | 2429.05 |  | 2 | Construction of chamber for 100mm sluices valve | item3 | 10 | Nos
9 | Granular Sub-base with Graded Material (Table:- 400-1) : Plant Mix Method: Construction of granular sub-base by providing graded material, mixing in Wet Mix Plant at OMC, carriage of mixed material to work site, spreading in uniform layers with Motor grader on prepared surface in proper grade and camber, compacting with vibratory power roller to achieve the desired density, including lighting, guarding, barricading, including cost of all materials, machinery, tools and plants and cost of quality control complete as per Clause 401 of specifications for Road & Bridge Works of MoRT&H (5th Revision). GRADING-V, G.S.B. (150MM Compacted thickness at Top layer) | BI01010001010000000000000515BI0100001120 | 230.75 | Cum. | 2605.41 |  |  | Excess(+) | 1 | Full Conversion | INR | [40 empty] | 601198.36 | 601198.36 | INR Six Lakh One Thousand One Hundred & Ninety Eight and Paise Thirty Six Only |  | 0 | 2605.41 |  | 3 | Supplying, Conveying and fixing spls. Including ea | item4 | 10 | Nos
10 | Providing, laying, spreading and compacting stone aggregates of specific sizes to water bound macadam specification including spreading in uniform thickness, hand packing, rolling with vibratory roller 8-10 tonnes in stages to proper grade and camber, applying and brooming requisite type of screening / binding materials to fill up the interstices of coarse aggregate, watering including lighting, guarding, barricading and making necessary earthen bundh of one metre width on each side and preparing the bed by necessary cutting or filling, including cost of all materials and hire and labour charges of all men and machinery and compacting to the required density, as per Clause 404 of Specifications for Road & Bridge Works of MoRT&H (5th Revision). (iii) Grading-II Aggregate (53 mm to 22.4 mm) Using Stone Screening Type B (11.2 mm) | BI01010001010000000000000515BI0100001121 | 342.125 | CUM | 2861.87 |  |  | Excess(+) | 1 | Full Conversion | INR | [40 empty] | 979117.27 | 979117.27 | INR Nine Lakh Seventy Nine Thousand One Hundred & Seventeen and Paise Twenty Seven Only |  | 0 | 2861.87 |  | 1.01 | Supplying, Conveying and fixing spls. Including eart | item1 | 123.223 | Nos
11 | Supplying & laying interlocking designer paver block of any shade and of approved quality as per IS: 1237-1980 laid in pattern as directed in pavement, footpath, driveway, etc including necessary underlay complete in all respect with all labour and material. [Border concrete if necessary to be paid separately]. (c) 60 mm thick block (over 150 mm medium sand bed including cost of sand but excluding cost of earthwork in excavation or dismantling of existing hard surface if necessary). (ii) Coloured Decorative | BI01010001010000000000000515BI0100001122 | 2227.5 | SQM | 1735.26 |  |  | Excess(+) | 1 | Full Conversion | INR | [40 empty] | 3865291.65 | 3865291.65 | INR Thirty Eight Lakh Sixty Five Thousand Two Hundred & Ninety One and Paise Sixty Five Only |  | 0 | 1735.26
12 | Providing and fixing at or near ground level precast cement concrete in kerbs (size: 450 mm x 350 mm x width 150 mm at bottom with bevelled nosing at top) of cement concreat M20 Grade without reinforcement, fixing as per approved pattern and setting in position at site after preparing the bed grade and slopes by laying Cement concrete with jhama khoa (1:4:8) as per specification and direction of Engineer-in-Charge including filling of joints with 10 mm thick cement morter (3:1) and back filling the vertical piece properly with earth duly compacted and curing the morter joints for atleast 3 days including cost and carriage of all materials complete. | BI01010001010000000000000515BI0100001123 | 1144 | R.M | 719.44 |  |  | Excess(+) | 1 | Full Conversion | INR | [40 empty] | 823039.36 | 823039.36 | INR Eight Lakh Twenty Three Thousand &Thirty Nine and Paise Thirty Six Only |  | 0 | 719.44
13 | Earth work in filling in compound, tank, low land, ditches etc. with good earth, in layers not exceeding 150 mm. including breaking clods and consolidating the same by ramming and dressing complete. (Payment will be made on profile measurement before and after the work). (iii) With carried earth arranged by the contractor within a radius exceeding 5 km. but not exceeding 10 km. including cost of carried earth. | BI01010001010000000000000515BI0100001124 | 700.3 | CuM. | 579.58 |  |  | Excess(+) | 1 | Full Conversion | INR | [40 empty] | 405879.87 | 405879.87 | INR Four Lakh Five Thousand Eight Hundred & Seventy Nine and Paise Eighty Seven Only |  | 0 | 579.58
14 | Earth work in filling in foundation trenches or plinth with good earth, in layers not exceeding 150 mm. including watering and ramming etc. layer by layer complete. (Payment to be made on the basis of measurement of finished quantity of work). (iv) With carried earth arranged by the contractor within a radius exceeding 5 km. but not exceeding 10 km. including cost of carried earth. | BI01010001010000000000000515BI0100001125 | 60 | CuM. | 556.31 |  |  | Excess(+) | 1 | Full Conversion | INR | [40 empty] | 33378.6 | 33378.6 | INR Thirty Three Thousand Three Hundred & Seventy Eight and Paise Sixty Only |  | 0 | 556.31
15 | Supplying and fixing grasses tiles of grass Maxican Carpet/Selection No. 1 Healthy & fresh grasses (size 1'x1' or bigger) including watering and maintenance of the lawn for 30 days or more till the grass forms a thick lawn free from wees and fit for mowing including supplying good earth as required by Engineer-in-charge. (Rate includes supply of labour, tools & plants including materials) | BI01010001010000000000000515BI0100001126 | 400 | sqm | 227.85 |  |  | Excess(+) | 1 | Full Conversion | INR | [40 empty] | 91140 | 91140 | INR Ninety One Thousand One Hundred & Forty Only |  | 0 | 227.85
16 | Preparation of beds for hedging and shrubbery by excavating 60cm deep and trenching the excavated base to a further depth of 30cm, refilling the excavated earth after breaking clods and mixing with sludge or manure in the ratio of 8:1 ( 8 parts of stacked volume of earth after reduction by 20%, one part of stacked volume of sludge or manure after reduction by 8%), flooding with water, filling with earth if necessary watering and finally fine dressing, levelling etc., including stacking and disposal of materials declared unserviceable and surplus earth by spreading and levelling as directed, within a lead of 50m lift upto 1.5m complete. This includes supply of labour, tools & plants includingmaterials. Planting hedge plants in two rows at 30cm apart | BI01010001010000000000000515BI0100001127 | 400 | sqm | 39.93 |  |  | Excess(+) | 1 | Full Conversion | INR | [40 empty] | 15972 | 15972 | INR Fifteen Thousand Nine Hundred & Seventy Two Only |  | 0 | 39.93 | 43.39
17 | Filling in foundation or plinth by silver sand in layers not exceeding 150 mm as directed andconsolidating the same by thorough saturation with water, ramming complete including the cost of supply of sand. (payment to be made on measurement of finished quantity) | BI01010001010000000000000515BI0100001128 | 566.68 | Cum. | 1059.04 |  |  | Excess(+) | 1 | Full Conversion | INR | [40 empty] | 600136.79 | 600136.79 | INR Six Lakh One Hundred & Thirty Six and Paise Seventy Nine Only |  | 0 | 1059.04
18 | Anti termite treatment to the top surface of the consolidated earth within plinth walls with chemical emulsion by admixing chloropyrofos emulsifiable concentrates (1% concentration) with water by weight at the rate of 5 Litres per sq. m. of the surface before sand bed or sub-grade is laid. Holes upto 50 mm. to 75 mm. deep at 150 mm. centre to centre both ways shall be made with 12 mm, diameter mild steel rod on the surface to facilitate saturation of the soil with the chemical emulsion. The work shall be carried out as per specification described in para 6.4 of code IS-6313 (part -II) 1981. ( Mode of measurment will be per Sq.m of plan area of plinth treated.) | BI01010001010000000000000515BI0100001129 | 897 | Sqm. | 124.43 |  |  | Excess(+) | 1 | Full Conversion | INR | [40 empty] | 111613.71 | 111613.71 | INR One Lakh Eleven Thousand Six Hundred & Thirteen and Paise Seventy One Only |  | 0 | 124.43
19 | Single Brick Flat soling of picked jhama brick including ramming and dressing bed to proper level and filling joints with local sand. | BI01010001010000000000000515BI0100001130 | 1468.781 | Sqm. | 408.36 |  |  | Excess(+) | 1 | Full Conversion | INR | [40 empty] | 599791.41 | 599791.41 | INR Five Lakh Ninety Nine Thousand Seven Hundred & Ninety One and Paise Forty One Only |  | 0 | 408.36
20 | (I) Cement concrete with graded stone ballast (40 mm size excluding shuttering) In ground floor (A) [Pakur Variety] (a) 1:3:6 proportion | BI01010001010000000000000515BI0100001131 | 57.6 | Cum. | 6081.33 |  |  | Excess(+) | 1 | Full Conversion | INR | [40 empty] | 350284.61 | 350284.61 | INR Three Lakh Fifty Thousand Two Hundred & Eighty Four and Paise Sixty One Only |  | 0 | 6081.33
21 | Ordinary Cement concrete (mix 1:2:4) with graded stone chips (20 mm nominal size) excluding shuttering and reinforcement,if any, in ground floor as per relevant IS codes. Pakur Variety | BI01010001010000000000000515BI0100001132 | 304.541 | Cum. | 6229.16 |  |  | Excess(+) | 1 | Full Conversion | INR | [40 empty] | 1897034.62 | 1897034.62 | INR Eighteen Lakh Ninety Seven Thousand &Thirty Four and Paise Sixty Two Only |  | 0 | 6229.16
22 | Ordinary Cement concrete (mix 1:2:4) with graded stone chips (6mm nominal size) excluding shuttering and reinforcement,if any, in gound floor as per relevant IS codes. | BI01010001010000000000000515BI0100001133 | 74.778 | Cum. | 6163.91 |  |  | Excess(+) | 1 | Full Conversion | INR | [40 empty] | 460924.86 | 460924.86 | INR Four Lakh Sixty Thousand Nine Hundred & Twenty Four and Paise Eighty Six Only |  | 0 | 6163.91
23 | 25mm. thick damp proof course with cement concrete with stone chips (1:1.5:3) [with graded stone aggregate 10 mm nominal size] and admixture of water proofing compound as per manufacturer's specification followed by two coat of polymer based paint, (1st coat after 4 to 5 days of concrete laying and 2 nd coat just before brick masonry work) as directed (cost of water proofing compound & polymer based paint to be paid separately).( Chequering not required over concrete or painted surface). | BI01010001010000000000000515BI0100001134 | 84 | Sqm | 214.93 |  |  | Excess(+) | 1 | Full Conversion | INR | [40 empty] | 18054.12 | 18054.12 | INR Eighteen Thousand &Fifty Four and Paise Twelve Only |  | 0 | 214.93
24 | Applying 2 coats of Non-Toxic Acrylic Polymer modified Paint having adhesive & waterproofing properties by mixing in proportion (1 liquid: 4 cementitious material) or as per manufacturer's specification for water proofing layer in water tank etc. (No Departmental Cement is required) | BI01010001010000000000000515BI0100001135 | 1499 | Sqm | 291.85 |  |  | Excess(+) | 1 | Full Conversion | INR | [40 empty] | 437483.15 | 437483.15 | INR Four Lakh Thirty Seven Thousand Four Hundred & Eighty Three and Paise Fifteen Only |  | 0 | 291.85
25 | Extra rate for using water proofing and plasticising admixture @ 0.2% by weight of cement (or at manufacturer's specified rate) for concrete of various grades. | BI01010001010000000000000515BI0100001136 | 108.59 | Kg | 134.61 |  |  | Excess(+) | 1 | Full Conversion | INR | [40 empty] | 14617.3 | 14617.3 | INR Fourteen Thousand Six Hundred & Seventeen and Paise Thirty Only |  | 0 | 134.61
26 | Hire and labour charges for shuttering with centering and necessary staging upto 4 m using approved stout props and thick hard wood planks of approved thickness with required bracing for concrete slabs, beams and columns, lintels curved or straight including fitting, fixing and striking out after completion of works 9 to 12 mm thick approved quality plyboard shuttering in any concrete work- Ground floor | BI01010001010000000000000515BI0100001137 | 4412.08 | Sqm. | 417.41 |  |  | Excess(+) | 1 | Full Conversion | INR | [40 empty] | 1841646.31 | 1841646.31 | INR Eighteen Lakh Forty One Thousand Six Hundred & Forty Six and Paise Thirty One Only |  | 0 | 417.41
27 | Hire and labour charges for shuttering with centering and necessary staging upto 4 m using approved stout props and thick hard wood planks of approved thickness with required bracing for concrete slabs, beams and columns, lintels curved or straight including fitting, fixing and striking out after completion of works 9 to 12 mm thick approved quality plyboard shuttering in any concrete work- 1st Floor | BI01010001010000000000000515BI0100001138 | 1935.2 | Sqm. | 437.77 |  |  | Excess(+) | 1 | Full Conversion | INR | [40 empty] | 847172.5 | 847172.5 | INR Eight Lakh Forty Seven Thousand One Hundred & Seventy Two and Paise Fifty Only |  | 0 | 437.77
28 | Hire and labour charges for shuttering with centering and necessary staging upto 4 m using approved stout props and thick hard wood planks of approved thickness with required bracing for concrete slabs, beams and columns, lintels curved or straight including fitting, fixing and striking out after completion of works .9 to 12 mm thick approved quality plyboard shuttering in any concrete work- 2nd Floor | BI01010001010000000000000515BI0100001139 | 1935.2 | Sqm. | 458.14 |  |  | Excess(+) | 1 | Full Conversion | INR | [40 empty] | 886592.53 | 886592.53 | INR Eight Lakh Eighty Six Thousand Five Hundred & Ninety Two and Paise Fifty Three Only |  | 0 | 458.14
29 | Hire and labour charges for shuttering with centering and necessary staging upto 4 m using approved stout props and thick hard wood planks of approved thickness with required bracing for concrete slabs, beams and columns, lintels curved or straight including fitting, fixing and striking out after completion of works .9 to 12 mm thick approved quality plyboard shuttering in any concrete work- 3rd Floor | BI01010001010000000000000515BI0100001140 | 1935.2 | Sqm. | 478.5 |  |  | Excess(+) | 1 | Full Conversion | INR | [40 empty] | 925993.2 | 925993.2 | INR Nine Lakh Twenty Five Thousand Nine Hundred & Ninety Three and Paise Twenty Only |  | 0 | 478.5
30 | Hire and labour charges for shuttering with centering and necessary staging upto 4 m using approved stout props and thick hard wood planks of approved thickness with required bracing for concrete slabs, beams and columns, lintels curved or straight including fitting, fixing and striking out after completion of works .9 to 12 mm thick approved quality plyboard shuttering in any concrete work- 4th Floor | BI01010001010000000000000515BI0100001141 | 1935.2 | Sqm. | 498.86 |  |  | Excess(+) | 1 | Full Conversion | INR | [40 empty] | 965393.87 | 965393.87 | INR Nine Lakh Sixty Five Thousand Three Hundred & Ninety Three and Paise Eighty Seven Only |  | 0 | 498.86
31 | Hire and labour charges for shuttering with centering and necessary staging upto 4 m using approved stout props and thick hard wood planks of approved thickness with required bracing for concrete slabs, beams and columns, lintels curved or straight including fitting, fixing and striking out after completion of works .9 to 12 mm thick approved quality plyboard shuttering in any concrete work- 5th Floor | BI01010001010000000000000515BI0100001142 | 1935.2 | Sqm. | 523.75 |  |  | Excess(+) | 1 | Full Conversion | INR | [40 empty] | 1013561 | 1013561 | INR Ten Lakh Thirteen Thousand Five Hundred & Sixty One Only |  | 0 | 523.75
32 | Hire and labour charges for shuttering with centering and necessary staging upto 4 m using approved stout props and thick hard wood planks of approved thickness with required bracing for concrete slabs, beams and columns, lintels curved or straight including fitting, fixing and striking out after completion of works .9 to 12 mm thick approved quality plyboard shuttering in any concrete work- 6th Floor | BI01010001010000000000000515BI0100001143 | 300 | Sqm. | 548.63 |  |  | Excess(+) | 1 | Full Conversion | INR | [40 empty] | 164589 | 164589 | INR One Lakh Sixty Four Thousand Five Hundred & Eighty Nine Only |  | 0 | 548.63
33 | Reinforcement for reinforced concrete work in all sorts of structures including distribution bars, stirrups, binders etc initial straightening and removal of loose rust (if necessary), cutting to requisite length, hooking and bending to correct shape, placing in proper position and binding with 16 gauge black annealed wire at every intersection, complete as per drawing and direction. For works in foundation, basement, Ground Floor- Tor steel/Mild Steel SAIL/TATA/RINL | BI01010001010000000000000515BI0100001144 | 232.284 | MT. | 80785.78 |  |  | Excess(+) | 1 | Full Conversion | INR | [40 empty] | 18765244.12 | 18765244.12 | INR One Crore Eighty Seven Lakh Sixty Five Thousand Two Hundred & Forty Four and Paise Twelve Only |  | 0 | 80785.78
34 | Reinforcement for reinforced concrete work in all sorts of structures including distribution bars, stirrups, binders etc initial straightening and removal of loose rust (if necessary), cutting to requisite length, hooking and bending to correct shape, placing in proper position and binding with 16 gauge black annealed wire at every intersection, complete as per drawing and direction. Tor steel/Mild Steel SAIL/TATA/RINL 1st Floor | BI01010001010000000000000515BI0100001145 | 31.195 | MT. | 81328.76 |  |  | Excess(+) | 1 | Full Conversion | INR | [40 empty] | 2537050.67 | 2537050.67 | INR Twenty Five Lakh Thirty Seven Thousand &Fifty and Paise Sixty Seven Only |  | 0 | 81328.76
35 | Reinforcement for reinforced concrete work in all sorts of structures including distribution bars, stirrups, binders etc initial straightening and removal of loose rust (if necessary), cutting to requisite length, hooking and bending to correct shape, placing in proper position and binding with 16 gauge black annealed wire at every intersection, complete as per drawing and direction. Tor steel/Mild Steel SAIL/TATA/RINL 2nd Floor | BI01010001010000000000000515BI0100001146 | 29.195 | MT. | 81871.73 |  |  | Excess(+) | 1 | Full Conversion | INR | [40 empty] | 2390245.16 | 2390245.16 | INR Twenty Three Lakh Ninety Thousand Two Hundred & Forty Five and Paise Sixteen Only |  | 0 | 81871.73
36 | Reinforcement for reinforced concrete work in all sorts of structures including distribution bars, stirrups, binders etc initial straightening and removal of loose rust (if necessary), cutting to requisite length, hooking and bending to correct shape, placing in proper position and binding with 16 gauge black annealed wire at every intersection, complete as per drawing and direction Tor steel/Mild Steel SAIL/TATA/RINL 3rd Floor | BI01010001010000000000000515BI0100001147 | 29.195 | MT. | 82414.71 |  |  | Excess(+) | 1 | Full Conversion | INR | [40 empty] | 2406097.46 | 2406097.46 | INR Twenty Four Lakh Six Thousand &Ninety Seven and Paise Forty Six Only |  | 0 | 82414.71
37 | Reinforcement for reinforced concrete work in all sorts of structures including distribution bars, stirrups, binders etc initial straightening and removal of loose rust (if necessary), cutting to requisite length, hooking and bending to correct shape, placing in proper position and binding with 16 gauge black annealed wire at every intersection, complete as per drawing and direction. Tor steel/Mild Steel SAIL/TATA/RINL 4th floor | BI01010001010000000000000515BI0100001148 | 28.504 | MT. | 82957.68 |  |  | Excess(+) | 1 | Full Conversion | INR | [40 empty] | 2364625.71 | 2364625.71 | INR Twenty Three Lakh Sixty Four Thousand Six Hundred & Twenty Five and Paise Seventy One Only |  | 0 | 82957.68
38 | Reinforcement for reinforced concrete work in all sorts of structures including distribution bars, stirrups, binders etc initial straightening and removal of loose rust (if necessary), cutting to requisite length, hooking and bending to correct shape, placing in proper position and binding with 16 gauge black annealed wire at every intersection, complete as per drawing and direction. Tor steel/Mild Steel 5 th floor | BI01010001010000000000000515BI0100001149 | 28.504 | MT. | 83591.16 |  |  | Excess(+) | 1 | Full Conversion | INR | [40 empty] | 2382682.42 | 2382682.42 | INR Twenty Three Lakh Eighty Two Thousand Six Hundred & Eighty Two and Paise Forty Two Only |  | 0 | 83591.16
39 | Reinforcement for reinforced concrete work in all sorts of structures including distribution bars, stirrups, binders etc initial straightening and removal of loose rust (if necessary), cutting to requisite length, hooking and bending to correct shape, placing in proper position and binding with 16 gauge black annealed wire at every intersection, complete as per drawing and direction. Tor steel/Mild Steel SAIL/TATA/RINL 6 th floor | BI01010001010000000000000515BI0100001150 | 2.698 | MT. | 84224.63 |  |  | Excess(+) | 1 | Full Conversion | INR | [40 empty] | 227238.05 | 227238.05 | INR Two Lakh Twenty Seven Thousand Two Hundred & Thirty Eight and Paise Five Only |  | 0 | 84224.63
40 | Providing Bored Cast-in-situ M-30 grade R.C.C. pile in position as per specifications in all kinds of soil including cost of boring using drilling mud to stabilize the bore and flushing the bore of excess mud with freshly prepared drilling fluid by using pumps prior to placing concrete by tremie pipe in one continuous operation and including the cost of all materials and labour for placing of concrete and also including the cost of mobilization and hire charges of all equipment necessary for boring, welding of reinforcement cage as necessary and lowering of reinforcement cage, preparation and placing of concrete, including the cost of concrete but excluding the cost of reinforcement and labour for bending binding etc. complete as per Drawing and Technical Specifications and removal of excavated earth with all lifts and lead upto 1000 m. Work to be executed as per IS: 2911 (Part II Sec 2). b) Using tripod, winches ii) Pile diameter - 500 mm. | BI01010001010000000000000515BI0100001151 | 5637.5 | Mtr. | 2701.44 |  |  | Excess(+) | 1 | Full Conversion | INR | [40 empty] | 15229368 | 15229368 | INR One Crore Fifty Two Lakh Twenty Nine Thousand Three Hundred & Sixty Eight Only |  | 0 | 2701.44
41 | Supplying ready mixed concrete of M 30 Grade with well graded stone chips of 20 mm nominal size containing designed quantity of cement per Cu.m of wet concrete produced in computerised batching plant under controlled condition using approved super plastisizer, designing concrete mix following I.S. 10262 and I.S. 456, transporting the mix with agitation in transit mixer to work site depositing the mix on a platform erected for the purpose at required levels of concreting and then placing the mix in its final location of form work, compacting and curing the same complete as per specification & direction of the Engineer-in-charge including computerised batching plant transit mixer with all accessories vibrators etc. inclusive of all other incidental charges in this connection complete but excluding cost of hire charge of platform and its supporting staging which would be paid through separate item. [cement to be supplied by the Manufacturer/ supplier] In ground floor and foundation.ii) With approved concrete pump. In ground floor. | BI01010001010000000000000515BI0100001152 | 1094.94 | Cu.M | 8734.01 |  |  | Excess(+) | 1 | Full Conversion | INR | [40 empty] | 9563216.91 | 9563216.91 | INR Ninety Five Lakh Sixty Three Thousand Two Hundred & Sixteen and Paise Ninety One Only |  | 0 | 8734.01
42 | Supplying ready mixed concrete of M 30 Grade with well graded stone chips of 20 mm nominal size containing designed quantity of cement per Cu.m of wet concrete produced in computerised batching plant under controlled condition using approved super plastisizer, designing concrete mix following I.S. 10262 and I.S. 456, transporting the mix with agitation in transit mixer to work site depositing the mix on a platform erected for the purpose at required levels of concreting and then placing the mix in its final location of form work, compacting and curing the same complete as per specification & direction of the Engineer-in-charge including computerised batching plant transit mixer with all accessories vibrators etc. inclusive of all other incidental charges in this connection complete but excluding cost of hire charge of platform and its supporting staging which would be paid through separate item. [cement to be supplied by the Manufacturer/ supplier] In ground floor and foundation.ii) With approved concrete pump. In 1st floor. | BI01010001010000000000000515BI0100001153 | 233.207 | Cu.M | 8756.63 |  |  | Excess(+) | 1 | Full Conversion | INR | [40 empty] | 2042107.41 | 2042107.41 | INR Twenty Lakh Forty Two Thousand One Hundred & Seven and Paise Forty One Only |  | 0 | 8756.63
43 | Supplying ready mixed concrete of M 30 Grade with well graded stone chips of 20 mm nominal size containing designed quantity of cement per Cu.m of wet concrete produced in computerised batching plant under controlled condition using approved super plastisizer, designing concrete mix following I.S. 10262 and I.S. 456, transporting the mix with agitation in transit mixer to work site depositing the mix on a platform erected for the purpose at required levels of concreting and then placing the mix in its final location of form work, compacting and curing the same complete as per specification & direction of the Engineer-in-charge including computerised batching plant transit mixer with all accessories vibrators etc. inclusive of all other incidental charges in this connection complete but excluding cost of hire charge of platform and its supporting staging which would be paid through separate item. [cement to be supplied by the Manufacturer/ supplier] In ground floor and foundation.ii) With approved concrete pump. In 2nd floor. | BI01010001010000000000000515BI0100001154 | 216.52 | Cu.M | 8779.25 |  |  | Excess(+) | 1 | Full Conversion | INR | [40 empty] | 1900883.21 | 1900883.21 | INR Nineteen Lakh Eight Hundred & Eighty Three and Paise Twenty One Only |  | 0 | 8779.25
44 | Supplying ready mixed concrete of M 30 Grade with well graded stone chips of 20 mm nominal size containing designed quantity of cement per Cu.m of wet concrete produced in computerised batching plant under controlled condition using approved super plastisizer, designing concrete mix following I.S. 10262 and I.S. 456, transporting the mix with agitation in transit mixer to work site depositing the mix on a platform erected for the purpose at required levels of concreting and then placing the mix in its final location of form work, compacting and curing the same complete as per specification & direction of the Engineer-in-charge including computerised batching plant transit mixer with all accessories vibrators etc. inclusive of all other incidental charges in this connection complete but excluding cost of hire charge of platform and its supporting staging which would be paid through separate item. [cement to be supplied by the Manufacturer/ supplier] In ground floor and foundation.ii) With approved concrete pump. In 3rd floor. | BI01010001010000000000000515BI0100001155 | 216.52 | Cu.M | 8801.88 |  |  | Excess(+) | 1 | Full Conversion | INR | [40 empty] | 1905783.06 | 1905783.06 | INR Nineteen Lakh Five Thousand Seven Hundred & Eighty Three and Paise Six Only |  | 0 | 8801.88
45 | Supplying ready mixed concrete of M 30 Grade with well graded stone chips of 20 mm nominal size containing designed quantity of cement per Cu.m of wet concrete produced in computerised batching plant under controlled condition using approved super plastisizer, designing concrete mix following I.S. 10262 and I.S. 456, transporting the mix with agitation in transit mixer to work site depositing the mix on a platform erected for the purpose at required levels of concreting and then placing the mix in its final location of form work, compacting and curing the same complete as per specification & direction of the Engineer-in-charge including computerised batching plant transit mixer with all accessories vibrators etc. inclusive of all other incidental charges in this connection complete but excluding cost of hire charge of platform and its supporting staging which would be paid through separate item. [cement to be supplied by the Manufacturer/ supplier] In ground floor and foundation.ii) With approved concrete pump. In 4th floor. | BI01010001010000000000000515BI0100001156 | 211.02 | Cu.M | 8824.5 |  |  | Excess(+) | 1 | Full Conversion | INR | [40 empty] | 1862145.99 | 1862145.99 | INR Eighteen Lakh Sixty Two Thousand One Hundred & Forty Five and Paise Ninety Nine Only |  | 0 | 8824.5
46 | Supplying ready mixed concrete of M 30 Grade with well graded stone chips of 20 mm nominal size containing designed quantity of cement per Cu.m of wet concrete produced in computerised batching plant under controlled condition using approved super plastisizer, designing concrete mix following I.S. 10262 and I.S. 456, transporting the mix with agitation in transit mixer to work site depositing the mix on a platform erected for the purpose at required levels of concreting and then placing the mix in its final location of form work, compacting and curing the same complete as per specification & direction of the Engineer-in-charge including computerised batching plant transit mixer with all accessories vibrators etc. inclusive of all other incidental charges in this connection complete but excluding cost of hire charge of platform and its supporting staging which would be paid through separate item. [cement to be supplied by the Manufacturer/ supplier] In ground floor and foundation.ii) With approved concrete pump. In 5th floor. | BI01010001010000000000000515BI0100001157 | 211.02 | Cu.M | 8847.13 |  |  | Excess(+) | 1 | Full Conversion | INR | [40 empty] | 1866921.37 | 1866921.37 | INR Eighteen Lakh Sixty Six Thousand Nine Hundred & Twenty One and Paise Thirty Seven Only |  | 0 | 8847.13
47 | Supplying ready mixed concrete of M 30 Grade with well graded stone chips of 20 mm nominal size containing designed quantity of cement per Cu.m of wet concrete produced in computerised batching plant under controlled condition using approved super plastisizer, designing concrete mix following I.S. 10262 and I.S. 456, transporting the mix with agitation in transit mixer to work site depositing the mix on a platform erected for the purpose at required levels of concreting and then placing the mix in its final location of form work, compacting and curing the same complete as per specification & direction of the Engineer-in-charge including computerised batching plant transit mixer with all accessories vibrators etc. inclusive of all other incidental charges in this connection complete but excluding cost of hire charge of platform and its supporting staging which would be paid through separate item. [cement to be supplied by the Manufacturer/ supplier] In ground floor and foundation.ii) With approved concrete pump. In 6th floor. | BI01010001010000000000000515BI0100001158 | 17.5 | Cu.M | 8869.75 |  |  | Excess(+) | 1 | Full Conversion | INR | [40 empty] | 155220.63 | 155220.63 | INR One Lakh Fifty Five Thousand Two Hundred & Twenty and Paise Sixty Three Only |  | 0 | 8869.75
48 | 125 mm. thick brick work with 1st class bricks in cement mortar (1:4) in ground floor. | BI01010001010000000000000515BI0100001159 | 444.015 | sqm | 832.56 |  |  | Excess(+) | 1 | Full Conversion | INR | [40 empty] | 369669.13 | 369669.13 | INR Three Lakh Sixty Nine Thousand Six Hundred & Sixty Nine and Paise Thirteen Only |  | 0 | 832.56
49 | 125 mm. thick brick work with 1st class bricks in cement mortar (1:4) in 1st floor. | BI01010001010000000000000515BI0100001160 | 797.709 | sqm | 846.14 |  |  | Excess(+) | 1 | Full Conversion | INR | [40 empty] | 674973.49 | 674973.49 | INR Six Lakh Seventy Four Thousand Nine Hundred & Seventy Three and Paise Forty Nine Only |  | 0 | 846.14
50 | 125 mm. thick brick work with 1st class bricks in cement mortar (1:4) in 2nd floor. | BI01010001010000000000000515BI0100001161 | 489.555 | sqm | 859.71 |  |  | Excess(+) | 1 | Full Conversion | INR | [40 empty] | 420875.33 | 420875.33 | INR Four Lakh Twenty Thousand Eight Hundred & Seventy Five and Paise Thirty Three Only |  | 0 | 859.71
51 | 125 mm. thick brick work with 1st class bricks in cement mortar (1:4) in 3rd floor. | BI01010001010000000000000515BI0100001162 | 489.555 | sqm | 873.29 |  |  | Excess(+) | 1 | Full Conversion | INR | [40 empty] | 427523.49 | 427523.49 | INR Four Lakh Twenty Seven Thousand Five Hundred & Twenty Three and Paise Forty Nine Only |  | 0 | 873.29
52 | 125 mm. thick brick work with 1st class bricks in cement mortar (1:4) in 4th floor. | BI01010001010000000000000515BI0100001163 | 489.555 | sqm | 886.86 |  |  | Excess(+) | 1 | Full Conversion | INR | [40 empty] | 434166.75 | 434166.75 | INR Four Lakh Thirty Four Thousand One Hundred & Sixty Six and Paise Seventy Five Only |  | 0 | 886.86
53 | 125 mm. thick brick work with 1st class bricks in cement mortar (1:4) in 5th floor. | BI01010001010000000000000515BI0100001164 | 489.555 | sqm | 901.57 |  |  | Excess(+) | 1 | Full Conversion | INR | [40 empty] | 441368.1 | 441368.1 | INR Four Lakh Forty One Thousand Three Hundred & Sixty Eight and Paise Ten Only |  | 0 | 901.57
54 | 125 mm. thick brick work with 1st class bricks in cement mortar (1:4) in 6th floor. | BI01010001010000000000000515BI0100001165 | 10.38 | sqm | 916.27 |  |  | Excess(+) | 1 | Full Conversion | INR | [40 empty] | 9510.88 | 9510.88 | INR Nine Thousand Five Hundred & Ten and Paise Eighty Eight Only |  | 0 | 916.27
55 | Brick work with 1st class bricks in cement mortar (1:6). (a) In foundation and plinth. | BI01010001010000000000000515BI0100001166 | 363.48 | cum | 6123.19 |  |  | Excess(+) | 1 | Full Conversion | INR | [40 empty] | 2225657.1 | 2225657.1 | INR Twenty Two Lakh Twenty Five Thousand Six Hundred & Fifty Seven and Paise Ten Only |  | 0 | 6123.19
56 | Brick work with 1st class bricks in cement mortar (1:6). (b) In superstructure, ground floor | BI01010001010000000000000515BI0100001167 | 289.605 | cum | 6375.44 |  |  | Excess(+) | 1 | Full Conversion | INR | [40 empty] | 1846359.3 | 1846359.3 | INR Eighteen Lakh Forty Six Thousand Three Hundred & Fifty Nine and Paise Thirty Only |  | 0 | 6375.44
57 | Brick work with 1st class bricks in cement mortar (1:6). (b) In superstructure, 1st floor | BI01010001010000000000000515BI0100001168 | 119.543 | cum | 6501.01 |  |  | Excess(+) | 1 | Full Conversion | INR | [40 empty] | 777150.24 | 777150.24 | INR Seven Lakh Seventy Seven Thousand One Hundred & Fifty and Paise Twenty Four Only |  | 0 | 6501.01
58 | Brick work with 1st class bricks in cement mortar (1:6). (b) In superstructure, 2nd floor | BI01010001010000000000000515BI0100001169 | 100.947 | cum | 6626.57 |  |  | Excess(+) | 1 | Full Conversion | INR | [40 empty] | 668932.36 | 668932.36 | INR Six Lakh Sixty Eight Thousand Nine Hundred & Thirty Two and Paise Thirty Six Only |  | 0 | 6626.57
59 | Brick work with 1st class bricks in cement mortar (1:6). (b) In superstructure, 3rd floor | BI01010001010000000000000515BI0100001170 | 100.947 | cum | 6752.13 |  |  | Excess(+) | 1 | Full Conversion | INR | [40 empty] | 681607.27 | 681607.27 | INR Six Lakh Eighty One Thousand Six Hundred & Seven and Paise Twenty Seven Only |  | 0 | 6752.13
60 | Brick work with 1st class bricks in cement mortar (1:6). (b) In superstructure, 4th floor | BI01010001010000000000000515BI0100001171 | 124.01 | cum | 6877.7 |  |  | Excess(+) | 1 | Full Conversion | INR | [40 empty] | 852903.58 | 852903.58 | INR Eight Lakh Fifty Two Thousand Nine Hundred & Three and Paise Fifty Eight Only |  | 0 | 6877.7
61 | Brick work with 1st class bricks in cement mortar (1:6). (b) In superstructure, 5th floor | BI01010001010000000000000515BI0100001172 | 100.947 | cum | 7028.15 |  |  | Excess(+) | 1 | Full Conversion | INR | [40 empty] | 709470.66 | 709470.66 | INR Seven Lakh Nine Thousand Four Hundred & Seventy and Paise Sixty Six Only |  | 0 | 7028.15
62 | Brick work with 1st class bricks in cement mortar (1:6). (b) In superstructure, 6th floor | BI01010001010000000000000515BI0100001173 | 57.621 | cum | 7178.6 |  |  | Excess(+) | 1 | Full Conversion | INR | [40 empty] | 413638.11 | 413638.11 | INR Four Lakh Thirteen Thousand Six Hundred & Thirty Eight and Paise Eleven Only |  | 0 | 7178.6
63 | Brick work with 1st class bricks in cement mortar (1:4) (a) In foundation and plinth | BI01010001010000000000000515BI0100001174 | 51.5 | cum | 6427.48 |  |  | Excess(+) | 1 | Full Conversion | INR | [40 empty] | 331015.22 | 331015.22 | INR Three Lakh Thirty One Thousand &Fifteen and Paise Twenty Two Only |  | 0 | 6427.48
64 | Plaster (to wall, floor, ceiling etc.) with sand and cement mortar including rounding off or chamfering corners as directed and raking out joints including throating, nosing and drip course, scaffolding/staging where necessary (Ground floor).[Excluding cost of chipping over concrete surface] (ii) With 1:4 cement mortar (a) 20 mm thick plaster | BI01010001010000000000000515BI0100001175 | 515 | sqm | 219.45 |  |  | Excess(+) | 1 | Full Conversion | INR | [40 empty] | 113016.75 | 113016.75 | INR One Lakh Thirteen Thousand &Sixteen and Paise Seventy Five Only |  | 0 | 219.45
65 | Plaster (to wall, floor, ceiling etc.) with sand and cement mortar including rounding off or chamfering corners as directed and raking out joints including throating, nosing and drip course, scaffolding/staging where necessary (Ground floor).[Excluding cost of chipping over concrete surface] (i) With 1:6 cement mortar. (b) 20 mm thick plaster. In ground floor. | BI01010001010000000000000515BI0100001176 | 1317.419 | sqm | 197.96 |  |  | Excess(+) | 1 | Full Conversion | INR | [40 empty] | 260796.27 | 260796.27 | INR Two Lakh Sixty Thousand Seven Hundred & Ninety Six and Paise Twenty Seven Only |  | 0 | 197.96
66 | Plaster (to wall, floor, ceiling etc.) with sand and cement mortar including rounding off or chamfering corners as directed and raking out joints including throating, nosing and drip course, scaffolding/staging where necessary (Ground floor).[Excluding cost of chipping over concrete surface] (i) With 1:6 cement mortar. (b) 20 mm thick plaster. In 1st floor. | BI01010001010000000000000515BI0100001177 | 540.54 | sqm | 202.48 |  |  | Excess(+) | 1 | Full Conversion | INR | [40 empty] | 109448.54 | 109448.54 | INR One Lakh Nine Thousand Four Hundred & Forty Eight and Paise Fifty Four Only |  | 0 | 202.48
67 | Plaster (to wall, floor, ceiling etc.) with sand and cement mortar including rounding off or chamfering corners as directed and raking out joints including throating, nosing and drip course, scaffolding/staging where necessary (Ground floor).[Excluding cost of chipping over concrete surface] (i) With 1:6 cement mortar. (b) 20 mm thick plaster. In 2nd floor. | BI01010001010000000000000515BI0100001178 | 456.456 | sqm | 207.01 |  |  | Excess(+) | 1 | Full Conversion | INR | [40 empty] | 94490.96 | 94490.96 | INR Ninety Four Thousand Four Hundred & Ninety and Paise Ninety Six Only |  | 0 | 207.01
68 | Plaster (to wall, floor, ceiling etc.) with sand and cement mortar including rounding off or chamfering corners as directed and raking out joints including throating, nosing and drip course, scaffolding/staging where necessary (Ground floor).[Excluding cost of chipping over concrete surface]. (i) With 1:6 cement mortar. (b) 20 mm thick plaster. In 3rd floor. | BI01010001010000000000000515BI0100001179 | 456.456 | sqm | 211.53 |  |  | Excess(+) | 1 | Full Conversion | INR | [40 empty] | 96554.14 | 96554.14 | INR Ninety Six Thousand Five Hundred & Fifty Four and Paise Fourteen Only |  | 0 | 211.53
69 | Plaster (to wall, floor, ceiling etc.) with sand and cement mortar including rounding off or chamfering corners as directed and raking out joints including throating, nosing and drip course, scaffolding/staging where necessary (Ground floor).[Excluding cost of chipping over concrete surface] (i) With 1:6 cement mortar. (b) 20 mm thick plaster. In 4th floor. | BI01010001010000000000000515BI0100001180 | 456.456 | sqm | 216.06 |  |  | Excess(+) | 1 | Full Conversion | INR | [40 empty] | 98621.88 | 98621.88 | INR Ninety Eight Thousand Six Hundred & Twenty One and Paise Eighty Eight Only |  | 0 | 216.06
70 | Plaster (to wall, floor, ceiling etc.) with sand and cement mortar including rounding off or chamfering corners as directed and raking out joints including throating, nosing and drip course, scaffolding/staging where necessary (Ground floor).[Excluding cost of chipping over concrete surface] (i) With 1:6 cement mortar. (b) 20 mm thick plaster. In 5th floor. | BI01010001010000000000000515BI0100001181 | 456.456 | sqm | 221.72 |  |  | Excess(+) | 1 | Full Conversion | INR | [40 empty] | 101205.42 | 101205.42 | INR One Lakh One Thousand Two Hundred & Five and Paise Forty Two Only |  | 0 | 221.72
71 | Plaster (to wall, floor, ceiling etc.) with sand and cement mortar including rounding off or chamfering corners as directed and raking out joints including throating, nosing and drip course, scaffolding/staging where necessary (Ground floor).[Excluding cost of chipping over concrete surface] (b) 20 mm thick plaster. In 6th floor. | BI01010001010000000000000515BI0100001182 | 163.49 | sqm | 227.37 |  |  | Excess(+) | 1 | Full Conversion | INR | [40 empty] | 37172.72 | 37172.72 | INR Thirty Seven Thousand One Hundred & Seventy Two and Paise Seventy Two Only |  | 0 | 227.37
72 | Plaster (to wall, floor, ceiling etc.) with sand and cement mortar including rounding off or chamfering corners as directed and raking out joints including throating, nosing and drip course, scaffolding/staging where necessary (Ground floor).[Excluding cost of chipping over concrete surface]. (i) With 1:6 cement mortar. (b) 15mm thick plaster. In ground floor. | BI01010001010000000000000515BI0100001183 | 1829.734 | sqm | 170.81 |  |  | Excess(+) | 1 | Full Conversion | INR | [40 empty] | 312536.86 | 312536.86 | INR Three Lakh Twelve Thousand Five Hundred & Thirty Six and Paise Eighty Six Only |  | 0 | 170.81
73 | Plaster (to wall, floor, ceiling etc.) with sand and cement mortar including rounding off or chamfering corners as directed and raking out joints including throating, nosing and drip course, scaffolding/staging where necessary (Ground floor).[Excluding cost of chipping over concrete surface] (i) With 1:6 cement mortar. (b) 15 mm thick plaster. In 1st floor. | BI01010001010000000000000515BI0100001184 | 1980.231 | sqm | 175.34 |  |  | Excess(+) | 1 | Full Conversion | INR | [40 empty] | 347213.7 | 347213.7 | INR Three Lakh Forty Seven Thousand Two Hundred & Thirteen and Paise Seventy Only |  | 0 | 175.34
74 | Plaster (to wall, floor, ceiling etc.) with sand and cement mortar including rounding off or chamfering corners as directed and raking out joints including throating, nosing and drip course, scaffolding/staging where necessary (Ground floor).[Excluding cost of chipping over concrete surface] (i) With 1:6 cement mortar. (b)15 mm thick plaster. In 2nd floor. | BI01010001010000000000000515BI0100001185 | 1828.431 | sqm | 179.86 |  |  | Excess(+) | 1 | Full Conversion | INR | [40 empty] | 328861.6 | 328861.6 | INR Three Lakh Twenty Eight Thousand Eight Hundred & Sixty One and Paise Sixty Only |  | 0 | 179.86
75 | Plaster (to wall, floor, ceiling etc.) with sand and cement mortar including rounding off or chamfering corners as directed and raking out joints including throating, nosing and drip course, scaffolding/staging where necessary (Ground floor).[Excluding cost of chipping over concrete surface] (i) With 1:6 cement mortar. (b) 15 mm thick plaster. In 3rd floor. | BI01010001010000000000000515BI0100001186 | 1828.431 | sqm | 184.39 |  |  | Excess(+) | 1 | Full Conversion | INR | [40 empty] | 337144.39 | 337144.39 | INR Three Lakh Thirty Seven Thousand One Hundred & Forty Four and Paise Thirty Nine Only |  | 0 | 184.39
76 | Plaster (to wall, floor, ceiling etc.) with sand and cement mortar including rounding off or chamfering corners as directed and raking out joints including throating, nosing and drip course, scaffolding/staging where necessary (Ground floor).[Excluding cost of chipping over concrete surface]. (i) With 1:6 cement mortar. (b) 15 mm thick plaster. In 4th floor. | BI01010001010000000000000515BI0100001187 | 1828.431 | sqm | 188.91 |  |  | Excess(+) | 1 | Full Conversion | INR | [40 empty] | 345408.9 | 345408.9 | INR Three Lakh Forty Five Thousand Four Hundred & Eight and Paise Ninety Only |  | 0 | 188.91
77 | Plaster (to wall, floor, ceiling etc.) with sand and cement mortar including rounding off or chamfering corners as directed and raking out joints including throating, nosing and drip course, scaffolding/staging where necessary (Ground floor).[Excluding cost of chipping over concrete surface] (i) With 1:6 cement mortar. (b) 15 mm thick plaster. In 5th floor. | BI01010001010000000000000515BI0100001188 | 1828.431 | sqm | 194.57 |  |  | Excess(+) | 1 | Full Conversion | INR | [40 empty] | 355757.82 | 355757.82 | INR Three Lakh Fifty Five Thousand Seven Hundred & Fifty Seven and Paise Eighty Two Only |  | 0 | 194.57
78 | Plaster (to wall, floor, ceiling etc.) with sand and cement mortar including rounding off or chamfering corners as directed and raking out joints including throating, nosing and drip course, scaffolding/staging where necessary (Ground floor).[Excluding cost of chipping over concrete surface] (i) With 1:6 cement mortar. (b) 15 mm thick plaster. In 6th floor. | BI01010001010000000000000515BI0100001189 | 137.241 | sqm | 200.22 |  |  | Excess(+) | 1 | Full Conversion | INR | [40 empty] | 27478.39 | 27478.39 | INR Twenty Seven Thousand Four Hundred & Seventy Eight and Paise Thirty Nine Only |  | 0 | 200.22
79 | Plaster (to wall, floor, ceiling etc.) with sand and cement mortar including rounding off or chamfering corners as directed and raking out joints including throating, nosing and drip course, scaffolding/staging where necessary (Ground floor).[Excluding cost of chipping over concrete surface] (i) With 1:4 cement mortar. (b) 10mm thick plaster. In Ground floor. | BI01010001010000000000000515BI0100001190 | 734.643 | sqm | 150.45 |  |  | Excess(+) | 1 | Full Conversion | INR | [40 empty] | 110527.04 | 110527.04 | INR One Lakh Ten Thousand Five Hundred & Twenty Seven and Paise Four Only |  | 0 | 150.45
80 | Plaster (to wall, floor, ceiling etc.) with sand and cement mortar including rounding off or chamfering corners as directed and raking out joints including throating, nosing and drip course, scaffolding/staging where necessary (Ground floor).[Excluding cost of chipping over concrete surface] (i) With 1:4 cement mortar. (b) 10mm thick plaster. In 1st floor. | BI01010001010000000000000515BI0100001191 | 794.616 | sqm | 154.97 |  |  | Excess(+) | 1 | Full Conversion | INR | [40 empty] | 123141.64 | 123141.64 | INR One Lakh Twenty Three Thousand One Hundred & Forty One and Paise Sixty Four Only |  | 0 | 154.97
81 | Plaster (to wall, floor, ceiling etc.) with sand and cement mortar including rounding off or chamfering corners as directed and raking out joints including throating, nosing and drip course, scaffolding/staging where necessary (Ground floor).[Excluding cost of chipping over concrete surface] (i) With 1:4 cement mortar. (b) 10mm thick plaster. In 2nd floor. | BI01010001010000000000000515BI0100001192 | 794.616 | sqm | 159.5 |  |  | Excess(+) | 1 | Full Conversion | INR | [40 empty] | 126741.25 | 126741.25 | INR One Lakh Twenty Six Thousand Seven Hundred & Forty One and Paise Twenty Five Only |  | 0 | 159.5
82 | Plaster (to wall, floor, ceiling etc.) with sand and cement mortar including rounding off or chamfering corners as directed and raking out joints including throating, nosing and drip course, scaffolding/staging where necessary (Ground floor).[Excluding cost of chipping over concrete surface] (i) With 1:4 cement mortar. (b) 10mm thick plaster. In 3rd floor. | BI01010001010000000000000515BI0100001193 | 794.616 | sqm | 164.02 |  |  | Excess(+) | 1 | Full Conversion | INR | [40 empty] | 130332.92 | 130332.92 | INR One Lakh Thirty Thousand Three Hundred & Thirty Two and Paise Ninety Two Only |  | 0 | 164.02
83 | Plaster (to wall, floor, ceiling etc.) with sand and cement mortar including rounding off or chamfering corners as directed and raking out joints including throating, nosing and drip course, scaffolding/staging where necessary (Ground floor).[Excluding cost of chipping over concrete surface] (i) With 1:4 cement mortar. (b) 10mm thick plaster. In 4th floor. | BI01010001010000000000000515BI0100001194 | 794.616 | sqm | 168.55 |  |  | Excess(+) | 1 | Full Conversion | INR | [40 empty] | 133932.53 | 133932.53 | INR One Lakh Thirty Three Thousand Nine Hundred & Thirty Two and Paise Fifty Three Only |  | 0 | 168.55
84 | Plaster (to wall, floor, ceiling etc.) with sand and cement mortar including rounding off or chamfering corners as directed and raking out joints including throating, nosing and drip course, scaffolding/staging where necessary (Ground floor).[Excluding cost of chipping over concrete surface] (i) With 1:4 cement mortar. (b) 10mm thick plaster. In 5th floor. | BI01010001010000000000000515BI0100001195 | 794.616 | sqm | 174.2 |  |  | Excess(+) | 1 | Full Conversion | INR | [40 empty] | 138422.11 | 138422.11 | INR One Lakh Thirty Eight Thousand Four Hundred & Twenty Two and Paise Eleven Only |  | 0 | 174.2
85 | Plaster (to wall, floor, ceiling etc.) with sand and cement mortar including rounding off or chamfering corners as directed and raking out joints including throating, nosing and drip course, scaffolding/staging where necessary (Ground floor).[Excluding cost of chipping over concrete surface] (i) With 1:4 cement mortar. (b) 10mm thick plaster. In 6th floor. | BI01010001010000000000000515BI0100001196 | 51 | sqm | 179.86 |  |  | Excess(+) | 1 | Full Conversion | INR | [40 empty] | 9172.86 | 9172.86 | INR Nine Thousand One Hundred & Seventy Two and Paise Eighty Six Only |  | 0 | 179.86
86 | Applying Interior grade Acrylic Primer of approved quality and brand on plastered or cencrete surface old or new surface to receive Distemper/ Acrylic emulsion paint including scraping and preparing the surface throughly, complete as per manufacturer's specification and as per direction of the EIC. .(b) Two Coats. ii) Solvent based interior grade Acrylic Primer. | BI01010001010000000000000515BI0100001197 | 16019.651 | sqm | 54.86 |  |  | Excess(+) | 1 | Full Conversion | INR | [40 empty] | 878838.05 | 878838.05 | INR Eight Lakh Seventy Eight Thousand Eight Hundred & Thirty Eight and Paise Five Only |  | 0 | 54.86
87 | Rendering the Surface of walls and ceiling with White Cement base WATER PROOF wall putty of approved make & brand.(1.5 mm thick). In ground floor. | BI01010001010000000000000515BI0100001198 | 2564.377 | sqm | 138.01 |  |  | Excess(+) | 1 | Full Conversion | INR | [40 empty] | 353909.67 | 353909.67 | INR Three Lakh Fifty Three Thousand Nine Hundred & Nine and Paise Sixty Seven Only |  | 0 | 138.01
88 | Rendering the Surface of walls and ceiling with White Cement base WATER PROOF wall putty of approved make & brand.(1.5 mm thick).In 1st floor. | BI01010001010000000000000515BI0100001199 | 2774.847 | sqm | 138.01 |  |  | Excess(+) | 1 | Full Conversion | INR | [40 empty] | 382956.63 | 382956.63 | INR Three Lakh Eighty Two Thousand Nine Hundred & Fifty Six and Paise Sixty Three Only |  | 0 | 138.01
89 | Rendering the Surface of walls and ceiling with White Cement base WATER PROOF wall putty of approved make & brand.(1.5 mm thick).In 2ndfloor. | BI01010001010000000000000515BI0100001200 | 2623.047 | sqm | 138.01 |  |  | Excess(+) | 1 | Full Conversion | INR | [40 empty] | 362006.72 | 362006.72 | INR Three Lakh Sixty Two Thousand &Six and Paise Seventy Two Only |  | 0 | 138.01
90 | Rendering the Surface of walls and ceiling with White Cement base WATER PROOF wall putty of approved make & brand.(1.5 mm thick).In 3rd floor. | BI01010001010000000000000515BI0100001201 | 2623.047 | sqm | 138.01 |  |  | Excess(+) | 1 | Full Conversion | INR | [40 empty] | 362006.72 | 362006.72 | INR Three Lakh Sixty Two Thousand &Six and Paise Seventy Two Only |  | 0 | 138.01
91 | Rendering the Surface of walls and ceiling with White Cement base WATER PROOF wall putty of approved make & brand.(1.5 mm thick).In 4th floor. | BI01010001010000000000000515BI0100001202 | 2623.047 | sqm | 138.01 |  |  | Excess(+) | 1 | Full Conversion | INR | [40 empty] | 362006.72 | 362006.72 | INR Three Lakh Sixty Two Thousand &Six and Paise Seventy Two Only |  | 0 | 138.01
92 | Rendering the Surface of walls and ceiling with White Cement base WATER PROOF wall putty of approved make & brand.(1.5 mm thick).In 5th floor. | BI01010001010000000000000515BI0100001203 | 2623.047 | sqm | 138.01 |  |  | Excess(+) | 1 | Full Conversion | INR | [40 empty] | 362006.72 | 362006.72 | INR Three Lakh Sixty Two Thousand &Six and Paise Seventy Two Only |  | 0 | 138.01
93 | Rendering the Surface of walls and ceiling with White Cement base WATER PROOF wall putty of approved make & brand.(1.5 mm thick).In 6th floor. | BI01010001010000000000000515BI0100001204 | 188.241 | sqm | 138.01 |  |  | Excess(+) | 1 | Full Conversion | INR | [40 empty] | 25979.14 | 25979.14 | INR Twenty Five Thousand Nine Hundred & Seventy Nine and Paise Fourteen Only |  | 0 | 138.01
94 | Applying Acrylic Emulsion Paint of approved make and brand on walls and ceiling including sand papering in intermediate coats including putty (to be done under specific instruction of Superintending Engineer) : (Two coats). ii) Luxury Quality. | BI01010001010000000000000515BI0100001205 | 16019.651 | sqm | 79.18 |  |  | Excess(+) | 1 | Full Conversion | INR | [40 empty] | 1268435.97 | 1268435.97 | INR Twelve Lakh Sixty Eight Thousand Four Hundred & Thirty Five and Paise Ninety Seven Only |  | 0 | 79.18
95 | Supplying,fitting & fixing of 2-Track / 3-Track Aluminium sliding Window of all Aluminium sections viz. window frame (top,bottom & side frame), shutter (top, bottom, side & interlock member) made of aluminium alloy extrusions conforming to IS 733-1983 & IS 1285-1975, annodised conforming to IS 1868-1983, fitted with all other accessories viz. PVC roller, EPDM gasket, maruti lock, screws etc. including labour charges for fitting & fixing of aluminium 2-track/3-track sliding window with fixing of glass (excluding cost of glass) all complete as per architectural drawings and direction of Engineer-in-charge. 10-12 Micron thickness Annodizing film Natural white. | BI01010001010000000000000515BI0100001206 | 6337.5 | kg | 506.78 |  |  | Excess(+) | 1 | Full Conversion | INR | [40 empty] | 3211718.25 | 3211718.25 | INR Thirty Two Lakh Eleven Thousand Seven Hundred & Eighteen and Paise Twenty Five Only |  | 0 | 506.78
96 | Supplying bubble free float glass of approved make and brand conforming to IS: 2835-1987.ii) 4mm thick coloured / tinted / smoke glass. | BI01010001010000000000000515BI0100001207 | 975 | sqm | 529.4 |  |  | Excess(+) | 1 | Full Conversion | INR | [40 empty] | 516165 | 516165 | INR Five Lakh Sixteen Thousand One Hundred & Sixty Five Only |  | 0 | 529.4
97 | M.S.or W.I. Ornamental grill of approved design joints continuously welded with M.S, W.I. Flats and bars of windows, railing etc. fitted and fixed with necessary screws and lugs in ground floor.(i) Grill weighing above 10 Kg./sq.mtr and up to 16 Kg./sq. mtr. In ground floor. | BI01010001010000000000000515BI0100001208 | 103 | Qntl | 11185.31 |  |  | Excess(+) | 1 | Full Conversion | INR | [40 empty] | 1152086.93 | 1152086.93 | INR Eleven Lakh Fifty Two Thousand &Eighty Six and Paise Ninety Three Only |  | 0 | 11185.31
98 | M.S.or W.I. Ornamental grill of approved design joints continuously welded with M.S, W.I. Flats and bars of windows, railing etc. fitted and fixed with necessary screws and lugs in ground floor.(i) Grill weighing above 10 Kg./sq.mtr and up to 16 Kg./sq. mtr. In 1st floor. | BI01010001010000000000000515BI0100001209 | 24 | Qntl | 11297.16 |  |  | Excess(+) | 1 | Full Conversion | INR | [40 empty] | 271131.84 | 271131.84 | INR Two Lakh Seventy One Thousand One Hundred & Thirty One and Paise Eighty Four Only |  | 0 | 11297.16
99 | M.S.or W.I. Ornamental grill of approved design joints continuously welded with M.S, W.I. Flats and bars of windows, railing etc. fitted and fixed with necessary screws and lugs in ground floor.(i) Grill weighing above 10 Kg./sq.mtr and up to 16 Kg./sq. mtr. In 2nd floor. | BI01010001010000000000000515BI0100001210 | 19.152 | Qntl | 11410.13 |  |  | Excess(+) | 1 | Full Conversion | INR | [40 empty] | 218526.81 | 218526.81 | INR Two Lakh Eighteen Thousand Five Hundred & Twenty Six and Paise Eighty One Only |  | 0 | 11410.13
100 | M.S.or W.I. Ornamental grill of approved design joints continuously welded with M.S, W.I. Flats and bars of windows, railing etc. fitted and fixed with necessary screws and lugs in ground floor.(i) Grill weighing above 10 Kg./sq.mtr and up to 16 Kg./sq. mtr. In 3rd floor. | BI01010001010000000000000515BI0100001211 | 19.152 | Qntl | 11524.24 |  |  | Excess(+) | 1 | Full Conversion | INR | [40 empty] | 220712.24 | 220712.24 | INR Two Lakh Twenty Thousand Seven Hundred & Twelve and Paise Twenty Four Only |  | 0 | 11524.24
101 | M.S.or W.I. Ornamental grill of approved design joints continuously welded with M.S, W.I. Flats and bars of windows, railing etc. fitted and fixed with necessary screws and lugs in ground floor.(i) Grill weighing above 10 Kg./sq.mtr and up to 16 Kg./sq. mtr. In 4th floor. | BI01010001010000000000000515BI0100001212 | 19.152 | Qntl | 11639.47 |  |  | Excess(+) | 1 | Full Conversion | INR | [40 empty] | 222919.13 | 222919.13 | INR Two Lakh Twenty Two Thousand Nine Hundred & Nineteen and Paise Thirteen Only |  | 0 | 11639.47
102 | M.S.or W.I. Ornamental grill of approved design joints continuously welded with M.S, W.I. Flats and bars of windows, railing etc. fitted and fixed with necessary screws and lugs in ground floor.(i) Grill weighing above 10 Kg./sq.mtr and up to 16 Kg./sq. mtr. In 5th floor. | BI01010001010000000000000515BI0100001213 | 19.152 | Qntl | 11784.97 |  |  | Excess(+) | 1 | Full Conversion | INR | [40 empty] | 225705.75 | 225705.75 | INR Two Lakh Twenty Five Thousand Seven Hundred & Five and Paise Seventy Five Only |  | 0 | 11784.97
103 | M.S.or W.I. Ornamental grill of approved design joints continuously welded with M.S, W.I. Flats and bars of windows, railing etc. fitted and fixed with necessary screws and lugs in ground floor.(i) Grill weighing above 10 Kg./sq.mtr and up to 16 Kg./sq. mtr. In 6th floor. | BI01010001010000000000000515BI0100001214 | 6.257 | Qntl | 11932.28 |  |  | Excess(+) | 1 | Full Conversion | INR | [40 empty] | 74660.28 | 74660.28 | INR Seventy Four Thousand Six Hundred & Sixty and Paise Twenty Eight Only |  | 0 | 11932.28
104 | Supplying 1.5mm thick M.S. sheet fitted and fixed on one or both faces of M.S./ W.I. gate etc. with point welding at not more than 150mm apart complete in all respect as per design including cost of all labour and materials | BI01010001010000000000000515BI0100001215 | 21 | sqm | 1475.08 |  |  | Excess(+) | 1 | Full Conversion | INR | [40 empty] | 30976.68 | 30976.68 | INR Thirty Thousand Nine Hundred & Seventy Six and Paise Sixty Eight Only |  | 0 | 1475.08
105 | a) Priming one coat on steel or other metal surface with synthetic oil bound primer of approved quality including smoothening surfaces by sand papering etc. | BI01010001010000000000000515BI0100001216 | 1153 | sqm | 32.8 |  |  | Excess(+) | 1 | Full Conversion | INR | [40 empty] | 37818.4 | 37818.4 | INR Thirty Seven Thousand Eight Hundred & Eighteen and Paise Forty Only |  | 0 | 32.8
106 | A) Painting with best quality synthetic enamel paint of approved make and brand including smoothening surface by sand papering etc. including using of approved putty etc. on the surface, if necessary :(b) On steel or other metal surface : With super gloss (hi-gloss) - (iv) Two coats (with any shade except white) | BI01010001010000000000000515BI0100001217 | 1153 | sqm | 89.36 |  |  | Excess(+) | 1 | Full Conversion | INR | [40 empty] | 103032.08 | 103032.08 | INR One Lakh Three Thousand &Thirty Two and Paise Eight Only |  | 0 | 89.36
107 | Applying Exterior grade Acrylic primer of approved quality and brand on plastered or cencrete surface old or new surface to receive decorative textured (matt finish) or smooth finish acrylic exterior emulsion paint including scraping and preparing the surface throughly, complete as per manufacturer's specification and as per direction of the EIC.In Ground Floor: (b) Two Coats | BI01010001010000000000000515BI0100001218 | 2642.419 | sqm | 51.02 |  |  | Excess(+) | 1 | Full Conversion | INR | [40 empty] | 134816.22 | 134816.22 | INR One Lakh Thirty Four Thousand Eight Hundred & Sixteen and Paise Twenty Two Only |  | 0 | 51.02
108 | Applying Exterior grade Acrylic primer of approved quality and brand on plastered or cencrete surface old or new surface to receive decorative textured (matt finish) or smooth finish acrylic exterior emulsion paint including scraping and preparing the surface throughly, complete as per manufacturer's specification and as per direction of the EIC.In 1stFloor: (b) Two Coats | BI01010001010000000000000515BI0100001219 | 540.54 | sqm | 51.82 |  |  | Excess(+) | 1 | Full Conversion | INR | [40 empty] | 28010.78 | 28010.78 | INR Twenty Eight Thousand &Ten and Paise Seventy Eight Only |  | 0 | 51.82
109 | Applying Exterior grade Acrylic primer of approved quality and brand on plastered or cencrete surface old or new surface to receive decorative textured (matt finish) or smooth finish acrylic exterior emulsion paint including scraping and preparing the surface throughly, complete as per manufacturer's specification and as per direction of the EIC.In 2nd Floor: (b) Two Coats | BI01010001010000000000000515BI0100001220 | 456.456 | sqm | 52.62 |  |  | Excess(+) | 1 | Full Conversion | INR | [40 empty] | 24018.71 | 24018.71 | INR Twenty Four Thousand &Eighteen and Paise Seventy One Only |  | 0 | 52.62
110 | Applying Exterior grade Acrylic primer of approved quality and brand on plastered or cencrete surface old or new surface to receive decorative textured (matt finish) or smooth finish acrylic exterior emulsion paint including scraping and preparing the surface throughly, complete as per manufacturer's specification and as per direction of the EIC.In 3rd Floor: (b) Two Coats | BI01010001010000000000000515BI0100001221 | 456.456 | sqm | 53.43 |  |  | Excess(+) | 1 | Full Conversion | INR | [40 empty] | 24388.44 | 24388.44 | INR Twenty Four Thousand Three Hundred & Eighty Eight and Paise Forty Four Only |  | 0 | 53.43
111 | Applying Exterior grade Acrylic primer of approved quality and brand on plastered or cencrete surface old or new surface to receive decorative textured (matt finish) or smooth finish acrylic exterior emulsion paint including scraping and preparing the surface throughly, complete as per manufacturer's specification and as per direction of the EIC.In 4th Floor: (b) Two Coats | BI01010001010000000000000515BI0100001222 | 456.456 | sqm | 54.23 |  |  | Excess(+) | 1 | Full Conversion | INR | [40 empty] | 24753.61 | 24753.61 | INR Twenty Four Thousand Seven Hundred & Fifty Three and Paise Sixty One Only |  | 0 | 54.23
112 | Applying Exterior grade Acrylic primer of approved quality and brand on plastered or cencrete surface old or new surface to receive decorative textured (matt finish) or smooth finish acrylic exterior emulsion paint including scraping and preparing the surface throughly, complete as per manufacturer's specification and as per direction of the EIC.In 5th Floor: (b) Two Coats | BI01010001010000000000000515BI0100001223 | 456.456 | sqm | 55.16 |  |  | Excess(+) | 1 | Full Conversion | INR | [40 empty] | 25178.11 | 25178.11 | INR Twenty Five Thousand One Hundred & Seventy Eight and Paise Eleven Only |  | 0 | 55.16
113 | Applying Exterior grade Acrylic primer of approved quality and brand on plastered or cencrete surface old or new surface to receive decorative textured (matt finish) or smooth finish acrylic exterior emulsion paint including scraping and preparing the surface throughly, complete as per manufacturer's specification and as per direction of the EIC.In 6th Floor: (b) Two Coats | BI01010001010000000000000515BI0100001224 | 137.241 | sqm | 56.08 |  |  | Excess(+) | 1 | Full Conversion | INR | [40 empty] | 7696.48 | 7696.48 | INR Seven Thousand Six Hundred & Ninety Six and Paise Forty Eight Only |  | 0 | 56.08
114 | Protective and Decorative Acrylic exterior emulsion paint of approved quality, as per manufacturer's specification and as per direction of Engineer-in-Charge to be applied over acrylic primer as required. The rate includes cost of material, labour, scaffolding and all incidental charges but excluding the cost of primer. In Ground floor (Two Coat). b) Premium 100% Acrylic Emulsion | BI01010001010000000000000515BI0100001225 | 3154.734 | sqm | 95.02 |  |  | Excess(+) | 1 | Full Conversion | INR | [40 empty] | 299762.82 | 299762.82 | INR Two Lakh Ninety Nine Thousand Seven Hundred & Sixty Two and Paise Eighty Two Only |  | 0 | 95.02
115 | Protective and Decorative Acrylic exterior emulsion paint of approved quality, as per manufacturer's specification and as per direction of Engineer-in-Charge to be applied over acrylic primer as required. The rate includes cost of material, labour, scaffolding and all incidental charges but excluding the cost of primer. In 1st floor (Two Coat). b) Premium 100% Acrylic Emulsion | BI01010001010000000000000515BI0100001226 | 1980.231 | sqm | 95.82 |  |  | Excess(+) | 1 | Full Conversion | INR | [40 empty] | 189745.73 | 189745.73 | INR One Lakh Eighty Nine Thousand Seven Hundred & Forty Five and Paise Seventy Three Only |  | 0 | 95.82
116 | Protective and Decorative Acrylic exterior emulsion paint of approved quality, as per manufacturer's specification and as per direction of Engineer-in-Charge to be applied over acrylic primer as required. The rate includes cost of material, labour, scaffolding and all incidental charges but excluding the cost of primer. In 2nd floor (Two Coat). b) Premium 100% Acrylic Emulsion | BI01010001010000000000000515BI0100001227 | 1828.431 | sqm | 96.63 |  |  | Excess(+) | 1 | Full Conversion | INR | [40 empty] | 176681.29 | 176681.29 | INR One Lakh Seventy Six Thousand Six Hundred & Eighty One and Paise Twenty Nine Only |  | 0 | 96.63
117 | Protective and Decorative Acrylic exterior emulsion paint of approved quality, as per manufacturer's specification and as per direction of Engineer-in-Charge to be applied over acrylic primer as required. The rate includes cost of material, labour, scaffolding and all incidental charges but excluding the cost of primer. In 3rd floor (Two Coat). b) Premium 100% Acrylic Emulsion | BI01010001010000000000000515BI0100001228 | 1828.431 | sqm | 97.43 |  |  | Excess(+) | 1 | Full Conversion | INR | [40 empty] | 178144.03 | 178144.03 | INR One Lakh Seventy Eight Thousand One Hundred & Forty Four and Paise Three Only |  | 0 | 97.43
118 | Protective and Decorative Acrylic exterior emulsion paint of approved quality, as per manufacturer's specification and as per direction of Engineer-in-Charge to be applied over acrylic primer as required. The rate includes cost of material, labour, scaffolding and all incidental charges but excluding the cost of primer. In 4th floor (Two Coat). b) Premium 100% Acrylic Emulsion | BI01010001010000000000000515BI0100001229 | 1828.431 | sqm | 98.23 |  |  | Excess(+) | 1 | Full Conversion | INR | [40 empty] | 179606.78 | 179606.78 | INR One Lakh Seventy Nine Thousand Six Hundred & Six and Paise Seventy Eight Only |  | 0 | 98.23
119 | Protective and Decorative Acrylic exterior emulsion paint of approved quality, as per manufacturer's specification and as per direction of Engineer-in-Charge to be applied over acrylic primer as required. The rate includes cost of material, labour, scaffolding and all incidental charges but excluding the cost of primer. In 5th floor (Two Coat). b) Premium 100% Acrylic Emulsion. | BI01010001010000000000000515BI0100001230 | 1828.431 | sqm | 99.16 |  |  | Excess(+) | 1 | Full Conversion | INR | [40 empty] | 181307.22 | 181307.22 | INR One Lakh Eighty One Thousand Three Hundred & Seven and Paise Twenty Two Only |  | 0 | 99.16
120 | Protective and Decorative Acrylic exterior emulsion paint of approved quality, as per manufacturer's specification and as per direction of Engineer-in-Charge to be applied over acrylic primer as required. The rate includes cost of material, labour, scaffolding and all incidental charges but excluding the cost of primer. In 6th floor (Two Coat). b) Premium 100% Acrylic Emulsion | BI01010001010000000000000515BI0100001231 | 51 | sqm | 100.09 |  |  | Excess(+) | 1 | Full Conversion | INR | [40 empty] | 5104.59 | 5104.59 | INR Five Thousand One Hundred & Four and Paise Fifty Nine Only |  | 0 | 100.09
121 | Labour for chipping of concrete surface before taking up plastering work. | BI01010001010000000000000515BI0100001232 | 10765.708 | Sqm. | 23.76 |  |  | Excess(+) | 1 | Full Conversion | INR | [40 empty] | 255793.22 | 255793.22 | INR Two Lakh Fifty Five Thousand Seven Hundred & Ninety Three and Paise Twenty Two Only |  | 0 | 23.76
122 | Supplying and laying true to line and level Anti-Skid, Full Body, Homogeneous & Granular finish Vitrified Tiles conforming to IS:15622- 2006 & IS 4457-2007 and testing shall be made in accordance with IS:13630 [Non- modular sizes for tiles with Skid resistance > 0.5, Mohr's hardness > 5.0, Staining resistance: Class-1, Water Absorption: E < 0.5%], MOR > 35 N/sq.mm in Internal area of building e.g. Toilet Block, Passage, Corridor, Accessible Open Terrace etc. set in 20 mm sand cement mortar (1:4) and 2 mm thick cement slurry at back side of tiles using cement @ 2.91 Kg./Sqm or using Polymerised Adhesive (6 mm thick layer applied directly over finished artificial stone floor/ Mosaic etc without any backing course) laid after application slurry using 1.75 Kg of cement per Sqm below mortar only, joints grouted with admixture of white cement and colouring pigment to match with colour of tiles/ epoxy grout materials of approved make as directed and removal of wax coating of top surface of tiles with warm water and polishing the tiles using soft and dry cloth upto mirror finish complete including the cost of materials, labour and all other incidental charges complete true to the manufacturer's specification and direction of Engineer-in-Charge. (White cement, synthetic adhesive and grout material to be supplied by the contractor). In Ground Floor: Sizes-600 mm x600mm x10 mm with breaking strength > 1500 N | BI01010001010000000000000515BI0100001233 | 40 | Sqm | 1797.48 |  |  | Excess(+) | 1 | Full Conversion | INR | [40 empty] | 71899.2 | 71899.2 | INR Seventy One Thousand Eight Hundred & Ninety Nine and Paise Twenty Only |  | 0 | 1797.48
123 | Supplying and laying true to line and level Anti-Skid, Full Body, Homogeneous & Granular finish Vitrified Tiles conforming to IS:15622- 2006 & IS 4457-2007 and testing shall be made in accordance with IS:13630 [Non- modular sizes for tiles with Skid resistance > 0.5, Mohr's hardness > 5.0, Staining resistance: Class-1, Water Absorption: E < 0.5%], MOR > 35 N/sq.mm in Internal area of building e.g. Toilet Block, Passage, Corridor, Accessible Open Terrace etc. set in 20 mm sand cement mortar (1:4) and 2 mm thick cement slurry at back side of tiles using cement @ 2.91 Kg./Sqm or using Polymerised Adhesive (6 mm thick layer applied directly over finished artificial stone floor/ Mosaic etc without any backing course) laid after application slurry using 1.75 Kg of cement per Sqm below mortar only, joints grouted with admixture of white cement and colouring pigment to match with colour of tiles/ epoxy grout materials of approved make as directed and removal of wax coating of top surface of tiles with warm water and polishing the tiles using soft and dry cloth upto mirror finish complete including the cost of materials, labour and all other incidental charges complete true to the manufacturer's specification and direction of Engineer-in-Charge. (White cement, synthetic adhesive and grout material to be supplied by the contractor). In First Floor: Sizes-600 mm x600mm x10 mm with breaking strength > 1500 N | BI01010001010000000000000515BI0100001234 | 65 | Sqm | 1811.05 |  |  | Excess(+) | 1 | Full Conversion | INR | [40 empty] | 117718.25 | 117718.25 | INR One Lakh Seventeen Thousand Seven Hundred & Eighteen and Paise Twenty Five Only |  | 0 | 1811.05
124 | Supplying and laying true to line and level Anti-Skid, Full Body, Homogeneous & Granular finish Vitrified Tiles conforming to IS:15622- 2006 & IS 4457-2007 and testing shall be made in accordance with IS:13630 [Non- modular sizes for tiles with Skid resistance > 0.5, Mohr's hardness > 5.0, Staining resistance: Class-1, Water Absorption: E < 0.5%], MOR > 35 N/sq.mm in Internal area of building e.g. Toilet Block, Passage, Corridor, Accessible Open Terrace etc. set in 20 mm sand cement mortar (1:4) and 2 mm thick cement slurry at back side of tiles using cement @ 2.91 Kg./Sqm or using Polymerised Adhesive (6 mm thick layer applied directly over finished artificial stone floor/ Mosaic etc without any backing course) laid after application slurry using 1.75 Kg of cement per Sqm below mortar only, joints grouted with admixture of white cement and colouring pigment to match with colour of tiles/ epoxy grout materials of approved make as directed and removal of wax coating of top surface of tiles with warm water and polishing the tiles using soft and dry cloth upto mirror finish complete including the cost of materials, labour and all other incidental charges complete true to the manufacturer's specification and direction of Engineer-in-Charge. (White cement, synthetic adhesive and grout material to be supplied by the contractor). In 2nd Floor: Sizes-600 mm x600mm x10 mm with breaking strength > 1500 N | BI01010001010000000000000515BI0100001235 | 65 | Sqm | 1824.63 |  |  | Excess(+) | 1 | Full Conversion | INR | [40 empty] | 118600.95 | 118600.95 | INR One Lakh Eighteen Thousand Six Hundred and Paise Ninety Five Only |  | 0 | 1824.63
125 | Supplying and laying true to line and level Anti-Skid, Full Body, Homogeneous & Granular finish Vitrified Tiles conforming to IS:15622- 2006 & IS 4457-2007 and testing shall be made in accordance with IS:13630 [Non- modular sizes for tiles with Skid resistance > 0.5, Mohr's hardness > 5.0, Staining resistance: Class-1, Water Absorption: E < 0.5%], MOR > 35 N/sq.mm in Internal area of building e.g. Toilet Block, Passage, Corridor, Accessible Open Terrace etc. set in 20 mm sand cement mortar (1:4) and 2 mm thick cement slurry at back side of tiles using cement @ 2.91 Kg./Sqm or using Polymerised Adhesive (6 mm thick layer applied directly over finished artificial stone floor/ Mosaic etc without any backing course) laid after application slurry using 1.75 Kg of cement per Sqm below mortar only, joints grouted with admixture of white cement and colouring pigment to match with colour of tiles/ epoxy grout materials of approved make as directed and removal of wax coating of top surface of tiles with warm water and polishing the tiles using soft and dry cloth upto mirror finish complete including the cost of materials, labour and all other incidental charges complete true to the manufacturer's specification and direction of Engineer-in-Charge. (White cement, synthetic adhesive and grout material to be supplied by the contractor). In 3rd Floor: Sizes-600 mm x600mm x10 mm with breaking strength > 1500 N | BI01010001010000000000000515BI0100001236 | 65 | Sqm | 1838.2 |  |  | Excess(+) | 1 | Full Conversion | INR | [40 empty] | 119483 | 119483 | INR One Lakh Nineteen Thousand Four Hundred & Eighty Three Only |  | 0 | 1838.2
126 | Supplying and laying true to line and level Anti-Skid, Full Body, Homogeneous & Granular finish Vitrified Tiles conforming to IS:15622- 2006 & IS 4457-2007 and testing shall be made in accordance with IS:13630 [Non- modular sizes for tiles with Skid resistance > 0.5, Mohr's hardness > 5.0, Staining resistance: Class-1, Water Absorption: E < 0.5%], MOR > 35 N/sq.mm in Internal area of building e.g. Toilet Block, Passage, Corridor, Accessible Open Terrace etc. set in 20 mm sand cement mortar (1:4) and 2 mm thick cement slurry at back side of tiles using cement @ 2.91 Kg./Sqm or using Polymerised Adhesive (6 mm thick layer applied directly over finished artificial stone floor/ Mosaic etc without any backing course) laid after application slurry using 1.75 Kg of cement per Sqm below mortar only, joints grouted with admixture of white cement and colouring pigment to match with colour of tiles/ epoxy grout materials of approved make as directed and removal of wax coating of top surface of tiles with warm water and polishing the tiles using soft and dry cloth upto mirror finish complete including the cost of materials, labour and all other incidental charges complete true to the manufacturer's specification and direction of Engineer-in-Charge. (White cement, synthetic adhesive and grout material to be supplied by the contractor). In 4th Floor: Sizes-600 mm x600mm x10 mm with breaking strength > 1500 N | BI01010001010000000000000515BI0100001237 | 65 | Sqm | 1851.77 |  |  | Excess(+) | 1 | Full Conversion | INR | [40 empty] | 120365.05 | 120365.05 | INR One Lakh Twenty Thousand Three Hundred & Sixty Five and Paise Five Only |  | 0 | 1851.77
127 | Supplying and laying true to line and level Anti-Skid, Full Body, Homogeneous & Granular finish Vitrified Tiles conforming to IS:15622- 2006 & IS 4457-2007 and testing shall be made in accordance with IS:13630 [Non- modular sizes for tiles with Skid resistance > 0.5, Mohr's hardness > 5.0, Staining resistance: Class-1, Water Absorption: E < 0.5%], MOR > 35 N/sq.mm in Internal area of building e.g. Toilet Block, Passage, Corridor, Accessible Open Terrace etc. set in 20 mm sand cement mortar (1:4) and 2 mm thick cement slurry at back side of tiles using cement @ 2.91 Kg./Sqm or using Polymerised Adhesive (6 mm thick layer applied directly over finished artificial stone floor/ Mosaic etc without any backing course) laid after application slurry using 1.75 Kg of cement per Sqm below mortar only, joints grouted with admixture of white cement and colouring pigment to match with colour of tiles/ epoxy grout materials of approved make as directed and removal of wax coating of top surface of tiles with warm water and polishing the tiles using soft and dry cloth upto mirror finish complete including the cost of materials, labour and all other incidental charges complete true to the manufacturer's specification and direction of Engineer-in-Charge. (White cement, synthetic adhesive and grout material to be supplied by the contractor). In 5th Floor: Sizes-600 mm x600mm x10 mm with breaking strength > 1500 N | BI01010001010000000000000515BI0100001238 | 65 | Sqm | 1869.87 |  |  | Excess(+) | 1 | Full Conversion | INR | [40 empty] | 121541.55 | 121541.55 | INR One Lakh Twenty One Thousand Five Hundred & Forty One and Paise Fifty Five Only |  | 0 | 1869.87
128 | Supplying and laying true to line and level Double Charge Vitrified Tiles of approved brandconforming to IS 15622: 2006 (Group B I a) and tested as per IS 13630:2006 (relevant parts) [Non-modular sizes for tiles with Water Absorption (av.) ≤ 0.08 %] in floor, skirting etc. set in 20 mm thick sand cement mortar (1:4) bed prepared after application of slurry using 1.75Kg of cement per Sqm over the base and 2mm thick cement slurry using cement @2.91Kg./sqm at the back side of the tiles and laid over the mortar bed using 0.2 kg/sqm of White cement used for joint filling with approved pigment as directed and removal of wax coating of top surface of tiles with warm water and polishing the tiles using soft and dry cloth upto mirror finish complete including the cost of materials,Iabour and all other incidental charges complete true to the manufacturer's specification and direction of Engineer-in- Charge. ln Ground FIoor:(size not Iess than 600mmX 600 mm X 9.5 mm thick) | BI01010001010000000000000515BI0100001239 | 250 | sq.m. | 1690.01 |  |  | Excess(+) | 1 | Full Conversion | INR | [40 empty] | 422502.5 | 422502.5 | INR Four Lakh Twenty Two Thousand Five Hundred & Two and Paise Fifty Only |  | 0 | 1690.01
129 | Supplying and laying true to line and level Double Charge Vitrified Tiles of approved brandconforming to IS 15622: 2006 (Group B I a) and tested as per IS 13630:2006 (relevant parts) [Non-modular sizes for tiles with Water Absorption (av.) ≤ 0.08 %] in floor, skirting etc. set in 20 mm thick sand cement mortar (1:4) bed prepared after application of slurry using 1.75Kg of cement per Sqm over the base and 2mm thick cement slurry using cement @2.91Kg./sqm at the back side of the tiles and laid over the mortar bed using 0.2 kg/sqm of White cement used for joint filling with approved pigment as directed and removal of wax coating of top surface of tiles with warm water and polishing the tiles using soft and dry cloth upto mirror finish complete including the cost of materials,Iabour and all other incidental charges complete true to the manufacturer's specification and direction of Engineer-in- Charge. ln 1st FIoor:(size not Iess than 600mmX 600 mm X 9.5 mm thick) | BI01010001010000000000000515BI0100001240 | 450 | sq.m. | 1703.59 |  |  | Excess(+) | 1 | Full Conversion | INR | [40 empty] | 766615.5 | 766615.5 | INR Seven Lakh Sixty Six Thousand Six Hundred & Fifteen and Paise Fifty Only |  | 0 | 1703.59
130 | Supplying and laying true to line and level Double Charge Vitrified Tiles of approved brandconforming to IS 15622: 2006 (Group B I a) and tested as per IS 13630:2006 (relevant parts) [Non-modular sizes for tiles with Water Absorption (av.) ≤ 0.08 %] in floor, skirting etc. set in 20 mm thick sand cement mortar (1:4) bed prepared after application of slurry using 1.75Kg of cement per Sqm over the base and 2mm thick cement slurry using cement @2.91Kg./sqm at the back side of the tiles and laid over the mortar bed using 0.2 kg/sqm of White cement used for joint filling with approved pigment as directed and removal of wax coating of top surface of tiles with warm water and polishing the tiles using soft and dry cloth upto mirror finish complete including the cost of materials,Iabour and all other incidental charges complete true to the manufacturer's specification and direction of Engineer-in- Charge. ln 2nd FIoor:(size not Iess than 600mmX 600 mm X 9.5 mm thick) | BI01010001010000000000000515BI0100001241 | 450 | sq.m. | 1717.16 |  |  | Excess(+) | 1 | Full Conversion | INR | [40 empty] | 772722 | 772722 | INR Seven Lakh Seventy Two Thousand Seven Hundred & Twenty Two Only |  | 0 | 1717.16
131 | Supplying and laying true to line and level Double Charge Vitrified Tiles of approved brandconforming to IS 15622: 2006 (Group B I a) and tested as per IS 13630:2006 (relevant parts) [Non-modular sizes for tiles with Water Absorption (av.) ≤ 0.08 %] in floor, skirting etc. set in 20 mm thick sand cement mortar (1:4) bed prepared after application of slurry using 1.75Kg of cement per Sqm over the base and 2mm thick cement slurry using cement @2.91Kg./sqm at the back side of the tiles and laid over the mortar bed using 0.2 kg/sqm of White cement used for joint filling with approved pigment as directed and removal of wax coating of top surface of tiles with warm water and polishing the tiles using soft and dry cloth upto mirror finish complete including the cost of materials,Iabour and all other incidental charges complete true to the manufacturer's specification and direction of Engineer-in- Charge. ln 3rd FIoor:(size not Iess than 600mmX 600 mm X 9.5 mm thick) | BI01010001010000000000000515BI0100001242 | 450 | sq.m. | 1730.74 |  |  | Excess(+) | 1 | Full Conversion | INR | [40 empty] | 778833 | 778833 | INR Seven Lakh Seventy Eight Thousand Eight Hundred & Thirty Three Only |  | 0 | 1730.74
132 | Supplying and laying true to line and level Double Charge Vitrified Tiles of approved brandconforming to IS 15622: 2006 (Group B I a) and tested as per IS 13630:2006 (relevant parts) [Non-modular sizes for tiles with Water Absorption (av.) ≤ 0.08 %] in floor, skirting etc. set in 20 mm thick sand cement mortar (1:4) bed prepared after application of slurry using 1.75Kg of cement per Sqm over the base and 2mm thick cement slurry using cement @2.91Kg./sqm at the back side of the tiles and laid over the mortar bed using 0.2 kg/sqm of White cement used for joint filling with approved pigment as directed and removal of wax coating of top surface of tiles with warm water and polishing the tiles using soft and dry cloth upto mirror finish complete including the cost of materials,Iabour and all other incidental charges complete true to the manufacturer's specification and direction of Engineer-in- Charge. ln 4th FIoor:(size not Iess than 600mmX 600 mm X 9.5 mm thick) | BI01010001010000000000000515BI0100001243 | 450 | sq.m. | 1744.31 |  |  | Excess(+) | 1 | Full Conversion | INR | [40 empty] | 784939.5 | 784939.5 | INR Seven Lakh Eighty Four Thousand Nine Hundred & Thirty Nine and Paise Fifty Only |  | 0 | 1744.31
133 | Supplying and laying true to line and level Double Charge Vitrified Tiles of approved brandconforming to IS 15622: 2006 (Group B I a) and tested as per IS 13630:2006 (relevant parts) [Non-modular sizes for tiles with Water Absorption (av.) ≤ 0.08 %] in floor, skirting etc. set in 20 mm thick sand cement mortar (1:4) bed prepared after application of slurry using 1.75Kg of cement per Sqm over the base and 2mm thick cement slurry using cement @2.91Kg./sqm at the back side of the tiles and laid over the mortar bed using 0.2 kg/sqm of White cement used for joint filling with approved pigment as directed and removal of wax coating of top surface of tiles with warm water and polishing the tiles using soft and dry cloth upto mirror finish complete including the cost of materials,Iabour and all other incidental charges complete true to the manufacturer's specification and direction of Engineer-in- Charge. ln 5th FIoor:(size not Iess than 600mmX 600 mm X 9.5 mm thick) | BI01010001010000000000000515BI0100001244 | 450 | sq.m. | 1762.41 |  |  | Excess(+) | 1 | Full Conversion | INR | [40 empty] | 793084.5 | 793084.5 | INR Seven Lakh Ninety Three Thousand &Eighty Four and Paise Fifty Only |  | 0 | 1762.41
134 | Supplying, fitting & fixing 1st quality Ceramic tiles in walls and floors to match with the existing work & 4 nos. of key stones (10mm) fixed with araldite at the back of each tile & finishing the joints with white cement mixed with colouring oxide if required to match the colour of tiles including roughening of concrete surface, if necessary or by synthetic adhesive & grout materials etc. With Sand Cement Mortar (1:3) 15 mm thick & 2 mm thick cement slurry at back side of tiles using cement @ 2.91 Kg/Sq.m & joint filling using white cement slurry @ 0.20kg/Sq.m. Area of each tile above 0.09 Sq.m (i) Coloured decorative Ground Floor | BI01010001010000000000000515BI0100001245 | 300 | sq.m. | 1254.5 |  |  | Excess(+) | 1 | Full Conversion | INR | [40 empty] | 376350 | 376350 | INR Three Lakh Seventy Six Thousand Three Hundred & Fifty Only |  | 0 | 1254.5
135 | Supplying, fitting & fixing 1st quality Ceramic tiles in walls and floors to match with the existing work & 4 nos. of key stones (10mm) fixed with araldite at the back of each tile & finishing the joints with white cement mixed with colouring oxide if required to match the colour of tiles including roughening of concrete surface, if necessary or by synthetic adhesive & grout materials etc. With Sand Cement Mortar (1:3) 15 mm thick & 2 mm thick cement slurry at back side of tiles using cement @ 2.91 Kg/Sq.m & joint filling using white cement slurry @ 0.20kg/Sq.m. Area of each tile above 0.09 Sq.m (i) Coloured decorative 1st Floor | BI01010001010000000000000515BI0100001246 | 300 | sq.m. | 1260.16 |  |  | Excess(+) | 1 | Full Conversion | INR | [40 empty] | 378048 | 378048 | INR Three Lakh Seventy Eight Thousand &Forty Eight Only |  | 0 | 1260.16
136 | Supplying, fitting & fixing 1st quality Ceramic tiles in walls and floors to match with the existing work & 4 nos. of key stones (10mm) fixed with araldite at the back of each tile & finishing the joints with white cement mixed with colouring oxide if required to match the colour of tiles including roughening of concrete surface, if necessary or by synthetic adhesive & grout materials etc. With Sand Cement Mortar (1:3) 15 mm thick & 2 mm thick cement slurry at back side of tiles using cement @ 2.91 Kg/Sq.m & joint filling using white cement slurry @ 0.20kg/Sq.m. Area of each tile above 0.09 Sq.m (i) Coloured decorative 2nd Floor | BI01010001010000000000000515BI0100001247 | 300 | sq.m. | 1265.81 |  |  | Excess(+) | 1 | Full Conversion | INR | [40 empty] | 379743 | 379743 | INR Three Lakh Seventy Nine Thousand Seven Hundred & Forty Three Only |  | 0 | 1265.81
137 | Supplying, fitting & fixing 1st quality Ceramic tiles in walls and floors to match with the existing work & 4 nos. of key stones (10mm) fixed with araldite at the back of each tile & finishing the joints with white cement mixed with colouring oxide if required to match the colour of tiles including roughening of concrete surface, if necessary or by synthetic adhesive & grout materials etc. With Sand Cement Mortar (1:3) 15 mm thick & 2 mm thick cement slurry at back side of tiles using cement @ 2.91 Kg/Sq.m & joint filling using white cement slurry @ 0.20kg/Sq.m. Area of each tile above 0.09 Sq.m (i) Coloured decorative 3rd Floor | BI01010001010000000000000515BI0100001248 | 300 | sq.m. | 1271.47 |  |  | Excess(+) | 1 | Full Conversion | INR | [40 empty] | 381441 | 381441 | INR Three Lakh Eighty One Thousand Four Hundred & Forty One Only |  | 0 | 1271.47
138 | Supplying, fitting & fixing 1st quality Ceramic tiles in walls and floors to match with the existing work & 4 nos. of key stones (10mm) fixed with araldite at the back of each tile & finishing the joints with white cement mixed with colouring oxide if required to match the colour of tiles including roughening of concrete surface, if necessary or by synthetic adhesive & grout materials etc. With Sand Cement Mortar (1:3) 15 mm thick & 2 mm thick cement slurry at back side of tiles using cement @ 2.91 Kg/Sq.m & joint filling using white cement slurry @ 0.20kg/Sq.m. Area of each tile above 0.09 Sq.m (i) Coloured decorative 4th Floor | BI01010001010000000000000515BI0100001249 | 300 | sq.m. | 1277.12 |  |  | Excess(+) | 1 | Full Conversion | INR | [40 empty] | 383136 | 383136 | INR Three Lakh Eighty Three Thousand One Hundred & Thirty Six Only |  | 0 | 1277.12
139 | Supplying, fitting & fixing 1st quality Ceramic tiles in walls and floors to match with the existing work & 4 nos. of key stones (10mm) fixed with araldite at the back of each tile & finishing the joints with white cement mixed with colouring oxide if required to match the colour of tiles including roughening of concrete surface, if necessary or by synthetic adhesive & grout materials etc. With Sand Cement Mortar (1:3) 15 mm thick & 2 mm thick cement slurry at back side of tiles using cement @ 2.91 Kg/Sq.m & joint filling using white cement slurry @ 0.20kg/Sq.m. Area of each tile above 0.09 Sq.m (i) Coloured decorative 5th Floor | BI01010001010000000000000515BI0100001250 | 300 | sq.m. | 1284.19 |  |  | Excess(+) | 1 | Full Conversion | INR | [40 empty] | 385257 | 385257 | INR Three Lakh Eighty Five Thousand Two Hundred & Fifty Seven Only |  | 0 | 1284.19
140 | Supplying, fitting and fixing Marble Slab/tile of 15 to 18 mm thickness in floor, lobby, stair, landing & treads etc. over 20 mm (av.) thck base of Cement mortar (1:2) laid with white cement slurry @ 4.4 kg/Sq.m before placing marble & jointed with white cement slurry @ 2.0 kg/Sq.m with necessary pigments including grinding and Granite polishing as per direction of Engineering -in -Charge in Ground Floor. {White cement and Pigment to be supplied by the Agency] With Chawk Dungri Area of each tile exceeding 0.6 sq.m but not excedding 1 sq.m. | BI01010001010000000000000515BI0100001251 | 212.472 | sq.m. | 3083.65 |  |  | Excess(+) | 1 | Full Conversion | INR | [40 empty] | 655189.28 | 655189.28 | INR Six Lakh Fifty Five Thousand One Hundred & Eighty Nine and Paise Twenty Eight Only |  | 0 | 3083.65
141 | Supplying, fitting and fixing Marble Slab/tile of 15 to 18 mm thickness in floor, lobby, stair, landing & treads etc. over 20 mm (av.) thck base of Cement mortar (1:2) laid with white cement slurry @ 4.4 kg/Sq.m before placing marble & jointed with white cement slurry @ 2.0 kg/Sq.m with necessary pigments including grinding and Granite polishing as per direction of Engineering -in -Charge in 1st Floor. {White cement and Pigment to be supplied by the Agency] With Chawk Dungri Area of each tile exceeding 0.6 sq.m but not excedding 1 sq.m. | BI01010001010000000000000515BI0100001252 | 200 | sq.m. | 3097.23 |  |  | Excess(+) | 1 | Full Conversion | INR | [40 empty] | 619446 | 619446 | INR Six Lakh Nineteen Thousand Four Hundred & Forty Six Only |  | 0 | 3097.23
142 | Supplying, fitting and fixing Marble Slab/tile of 15 to 18 mm thickness in floor, lobby, stair, landing & treads etc. over 20 mm (av.) thck base of Cement mortar (1:2) laid with white cement slurry @ 4.4 kg/Sq.m before placing marble & jointed with white cement slurry @ 2.0 kg/Sq.m with necessary pigments including grinding and Granite polishing as per direction of Engineering -in -Charge in 2nd Floor. {White cement and Pigment to be supplied by the Agency] With Chawk Dungri Area of each tile exceeding 0.6 sq.m but not excedding 1 sq.m. | BI01010001010000000000000515BI0100001253 | 200 | sq.m. | 3110.8 |  |  | Excess(+) | 1 | Full Conversion | INR | [40 empty] | 622160 | 622160 | INR Six Lakh Twenty Two Thousand One Hundred & Sixty Only |  | 0 | 3110.8
143 | Supplying, fitting and fixing Marble Slab/tile of 15 to 18 mm thickness in floor, lobby, stair, landing & treads etc. over 20 mm (av.) thck base of Cement mortar (1:2) laid with white cement slurry @ 4.4 kg/Sq.m before placing marble & jointed with white cement slurry @ 2.0 kg/Sq.m with necessary pigments including grinding and Granite polishing as per direction of Engineering -in -Charge in 3rd Floor. {White cement and Pigment to be supplied by the Agency] With Chawk Dungri Area of each tile exceeding 0.6 sq.m but not excedding 1 sq.m. | BI01010001010000000000000515BI0100001254 | 200 | sq.m. | 3124.37 |  |  | Excess(+) | 1 | Full Conversion | INR | [40 empty] | 624874 | 624874 | INR Six Lakh Twenty Four Thousand Eight Hundred & Seventy Four Only |  | 0 | 3124.37
144 | Supplying, fitting and fixing Marble Slab/tile of 15 to 18 mm thickness in floor, lobby, stair, landing & treads etc. over 20 mm (av.) thck base of Cement mortar (1:2) laid with white cement slurry @ 4.4 kg/Sq.m before placing marble & jointed with white cement slurry @ 2.0 kg/Sq.m with necessary pigments including grinding and Granite polishing as per direction of Engineering -in -Charge in 4th Floor. {White cement and Pigment to be supplied by the Agency] With Chawk Dungri Area of each tile exceeding 0.6 sq.m but not excedding 1 sq.m. | BI01010001010000000000000515BI0100001255 | 200 | sq.m. | 3137.95 |  |  | Excess(+) | 1 | Full Conversion | INR | [40 empty] | 627590 | 627590 | INR Six Lakh Twenty Seven Thousand Five Hundred & Ninety Only |  | 0 | 3137.95
145 | Supplying, fitting and fixing Marble Slab/tile of 15 to 18 mm thickness in floor, lobby, stair, landing & treads etc. over 20 mm (av.) thck base of Cement mortar (1:2) laid with white cement slurry @ 4.4 kg/Sq.m before placing marble & jointed with white cement slurry @ 2.0 kg/Sq.m with necessary pigments including grinding and Granite polishing as per direction of Engineering -in -Charge in 5th Floor. {White cement and Pigment to be supplied by the Agency] With Chawk Dungri Area of each tile exceeding 0.6 sq.m but not excedding 1 sq.m. | BI01010001010000000000000515BI0100001256 | 200 | sq.m. | 3156.05 |  |  | Excess(+) | 1 | Full Conversion | INR | [40 empty] | 631210 | 631210 | INR Six Lakh Thirty One Thousand Two Hundred & Ten Only |  | 0 | 3156.05
146 | Supplying, fitting and fixing Marble Slab/tile of 15 to 18 mm thickness in floor, lobby, stair, landing & treads etc. over 20 mm (av.) thck base of Cement mortar (1:2) laid with white cement slurry @ 4.4 kg/Sq.m before placing marble & jointed with white cement slurry @ 2.0 kg/Sq.m with necessary pigments including grinding and Granite polishing as per direction of Engineering -in -Charge in 6th Floor. {White cement and Pigment to be supplied by the Agency] With Chawk Dungri Area of each tile exceeding 0.6 sq.m but not excedding 1 sq.m. | BI01010001010000000000000515BI0100001257 | 12.8 | sq.m. | 3174.15 |  |  | Excess(+) | 1 | Full Conversion | INR | [40 empty] | 40629.12 | 40629.12 | INR Forty Thousand Six Hundred & Twenty Nine and Paise Twelve Only |  | 0 | 3174.15
147 | Extra cost of labour for prefinished and premoulded Nosing to treads of steps, railing, window sill etc. of Marble Stone. | BI01010001010000000000000515BI0100001258 | 410 | Rmt | 291.85 |  |  | Excess(+) | 1 | Full Conversion | INR | [40 empty] | 119658.5 | 119658.5 | INR One Lakh Nineteen Thousand Six Hundred & Fifty Eight and Paise Fifty Only |  | 0 | 291.85
148 | Extra cost of labour for grinding Marble Stone Floor in treads of Steps. | BI01010001010000000000000515BI0100001259 | 160 | sq.m. | 255.65 |  |  | Excess(+) | 1 | Full Conversion | INR | [40 empty] | 40904 | 40904 | INR Forty Thousand Nine Hundred & Four Only |  | 0 | 255.65
149 | Supplying, fitting, fixing marble slab/tiles, 15 mm. to 18 mm. thick in dado / wall in 15 mm thick [avg] cement mortar (1:2) including making suitable arrangements to hold the stones properly by brass / copper hooks applying white cement slurry @ 4.4 kg/ sq.m at the back side of marble & pointing in cement mortar (1:2) (1 cement, 2 marble dust) with admixture of pigment matching the stone shades including polishing all complete as per direction of the Engineer-in-charge including cost of materials, labours, scaffolding, staging, curing complete. [White cement, Pigment to be supplied by the Agency] With Chawk Doongri Area of each tile exceeding 0.6 sq.m but not excedding 1 sq.m. Ground Floor | BI01010001010000000000000515BI0100001260 | 52 | sq.m. | 3213.74 |  |  | Excess(+) | 1 | Full Conversion | INR | [40 empty] | 167114.48 | 167114.48 | INR One Lakh Sixty Seven Thousand One Hundred & Fourteen and Paise Forty Eight Only |  | 0 | 3213.74
150 | Supplying, fitting, fixing marble slab/tiles, 15 mm. to 18 mm. thick in dado / wall in 15 mm thick [avg] cement mortar (1:2) including making suitable arrangements to hold the stones properly by brass / copper hooks applying white cement slurry @ 4.4 kg/ sq.m at the back side of marble & pointing in cement mortar (1:2) (1 cement, 2 marble dust) with admixture of pigment matching the stone shades including polishing all complete as per direction of the Engineer-in-charge including cost of materials, labours, scaffolding, staging, curing complete. [White cement, Pigment to be supplied by the Agency] With Chawk Doongri Area of each tile exceeding 0.6 sq.m but not excedding 1 sq.m. 1st Floor | BI01010001010000000000000515BI0100001261 | 52 | sq.m. | 3227.31 |  |  | Excess(+) | 1 | Full Conversion | INR | [40 empty] | 167820.12 | 167820.12 | INR One Lakh Sixty Seven Thousand Eight Hundred & Twenty and Paise Twelve Only |  | 0 | 3227.31
151 | Supplying, fitting, fixing marble slab/tiles, 15 mm. to 18 mm. thick in dado / wall in 15 mm thick [avg] cement mortar (1:2) including making suitable arrangements to hold the stones properly by brass / copper hooks applying white cement slurry @ 4.4 kg/ sq.m at the back side of marble & pointing in cement mortar (1:2) (1 cement, 2 marble dust) with admixture of pigment matching the stone shades including polishing all complete as per direction of the Engineer-in-charge including cost of materials, labours, scaffolding, staging, curing complete. [White cement, Pigment to be supplied by the Agency] With Chawk Doongri Area of each tile exceeding 0.6 sq.m but not excedding 1 sq.m. 2nd Floor | BI01010001010000000000000515BI0100001262 | 52 | sq.m. | 3240.89 |  |  | Excess(+) | 1 | Full Conversion | INR | [40 empty] | 168526.28 | 168526.28 | INR One Lakh Sixty Eight Thousand Five Hundred & Twenty Six and Paise Twenty Eight Only |  | 0 | 3240.89
152 | Supplying, fitting, fixing marble slab/tiles, 15 mm. to 18 mm. thick in dado / wall in 15 mm thick [avg] cement mortar (1:2) including making suitable arrangements to hold the stones properly by brass / copper hooks applying white cement slurry @ 4.4 kg/ sq.m at the back side of marble & pointing in cement mortar (1:2) (1 cement, 2 marble dust) with admixture of pigment matching the stone shades including polishing all complete as per direction of the Engineer-in-charge including cost of materials, labours, scaffolding, staging, curing complete. [White cement, Pigment to be supplied by the Agency] With Chawk Doongri Area of each tile exceeding 0.6 sq.m but not excedding 1 sq.m. 3rd Floor | BI01010001010000000000000515BI0100001263 | 52 | sq.m. | 3254.46 |  |  | Excess(+) | 1 | Full Conversion | INR | [40 empty] | 169231.92 | 169231.92 | INR One Lakh Sixty Nine Thousand Two Hundred & Thirty One and Paise Ninety Two Only |  | 0 | 3254.46
153 | Supplying, fitting, fixing marble slab/tiles, 15 mm. to 18 mm. thick in dado / wall in 15 mm thick [avg] cement mortar (1:2) including making suitable arrangements to hold the stones properly by brass / copper hooks applying white cement slurry @ 4.4 kg/ sq.m at the back side of marble & pointing in cement mortar (1:2) (1 cement, 2 marble dust) with admixture of pigment matching the stone shades including polishing all complete as per direction of the Engineer-in-charge including cost of materials, labours, scaffolding, staging, curing complete. [White cement, Pigment to be supplied by the Agency] With Chawk Doongri Area of each tile exceeding 0.6 sq.m but not excedding 1 sq.m. 4 th Floor | BI01010001010000000000000515BI0100001264 | 52 | sq.m. | 3268.04 |  |  | Excess(+) | 1 | Full Conversion | INR | [40 empty] | 169938.08 | 169938.08 | INR One Lakh Sixty Nine Thousand Nine Hundred & Thirty Eight and Paise Eight Only |  | 0 | 3268.04
154 | Supplying, fitting, fixing marble slab/tiles, 15 mm. to 18 mm. thick in dado / wall in 15 mm thick [avg] cement mortar (1:2) including making suitable arrangements to hold the stones properly by brass / copper hooks applying white cement slurry @ 4.4 kg/ sq.m at the back side of marble & pointing in cement mortar (1:2) (1 cement, 2 marble dust) with admixture of pigment matching the stone shades including polishing all complete as per direction of the Engineer-in-charge including cost of materials, labours, scaffolding, staging, curing complete. [White cement, Pigment to be supplied by the Agency] With Chawk Doongri Area of each tile exceeding 0.6 sq.m but not excedding 1 sq.m. 5 th Floor | BI01010001010000000000000515BI0100001265 | 52 | sq.m. | 3286.14 |  |  | Excess(+) | 1 | Full Conversion | INR | [40 empty] | 170879.28 | 170879.28 | INR One Lakh Seventy Thousand Eight Hundred & Seventy Nine and Paise Twenty Eight Only |  | 0 | 3286.14
155 | Supplying, fitting, fixing marble slab/tiles, 15 mm. to 18 mm. thick in dado / wall in 15 mm thick [avg] cement mortar (1:2) including making suitable arrangements to hold the stones properly by brass / copper hooks applying white cement slurry @ 4.4 kg/ sq.m at the back side of marble & pointing in cement mortar (1:2) (1 cement, 2 marble dust) with admixture of pigment matching the stone shades including polishing all complete as per direction of the Engineer-in-charge including cost of materials, labours, scaffolding, staging, curing complete. [White cement, Pigment to be supplied by the Agency] With Chawk Doongri Area of each tile exceeding 0.6 sq.m but not excedding 1 sq.m. 6 th Floor | BI01010001010000000000000515BI0100001266 | 20.8 | sq.m. | 3304.24 |  |  | Excess(+) | 1 | Full Conversion | INR | [40 empty] | 68728.19 | 68728.19 | INR Sixty Eight Thousand Seven Hundred & Twenty Eight and Paise Nineteen Only |  | 0 | 3304.24
156 | supplying, fitting & fixing granite slabs 15mm to 18 mm. thick with uniform texture & without decorative veins in columns, wall,facia,rise etc. with 15 mm thick [avg] cement mortar (1:2) including making suitable arrangements to hold the stones properly by brass / copper hooks including pointing in cement mortar (1:2) (1 white cement : 2 marble dust) with admixture of pigment matching the stone shades all complete as per direction of the Engineer-in-charge including cost of all materials, labours, scaffolding, staging, curing and roughening of concrete surface complete. [Using cement slurry at back side of granite @ 4.4 kg/sq.m & white cement slurry for joint filling @ 1.8 kg/sq.m] In ground floor. (b) Area of each Granite slab above 1.00 Square meter. in ground floor | BI01010001010000000000000515BI0100001267 | 15 | sq.m. | 3599.48 |  |  | Excess(+) | 1 | Full Conversion | INR | [40 empty] | 53992.2 | 53992.2 | INR Fifty Three Thousand Nine Hundred & Ninety Two and Paise Twenty Only |  | 0 | 3599.48
157 | supplying, fitting & fixing granite slabs 15mm to 18 mm. thick with uniform texture & without decorative veins in columns, wall,facia,rise etc. with 15 mm thick [avg] cement mortar (1:2) including making suitable arrangements to hold the stones properly by brass / copper hooks including pointing in cement mortar (1:2) (1 white cement : 2 marble dust) with admixture of pigment matching the stone shades all complete as per direction of the Engineer-in-charge including cost of all materials, labours, scaffolding, staging, curing and roughening of concrete surface complete. [Using cement slurry at back side of granite @ 4.4 kg/sq.m & white cement slurry for joint filling @ 1.8 kg/sq.m] (b) Area of each Granite slab above 1.00 Square meter. in 1st floor. | BI01010001010000000000000515BI0100001268 | 15 | sq.m. | 3613.05 |  |  | Excess(+) | 1 | Full Conversion | INR | [40 empty] | 54195.75 | 54195.75 | INR Fifty Four Thousand One Hundred & Ninety Five and Paise Seventy Five Only |  | 0 | 3613.05
158 | supplying, fitting & fixing granite slabs 15mm to 18 mm. thick with uniform texture & without decorative veins in columns, wall,facia,rise etc. with 15 mm thick [avg] cement mortar (1:2) including making suitable arrangements to hold the stones properly by brass / copper hooks including pointing in cement mortar (1:2) (1 white cement : 2 marble dust) with admixture of pigment matching the stone shades all complete as per direction of the Engineer-in-charge including cost of all materials, labours, scaffolding, staging, curing and roughening of concrete surface complete. [Using cement slurry at back side of granite @ 4.4 kg/sq.m & white cement slurry for joint filling @ 1.8 kg/sq.m] . (b) Area of each Granite slab above 1.00 Square meter. in 2nd floor. | BI01010001010000000000000515BI0100001269 | 15 | sq.m. | 3626.63 |  |  | Excess(+) | 1 | Full Conversion | INR | [40 empty] | 54399.45 | 54399.45 | INR Fifty Four Thousand Three Hundred & Ninety Nine and Paise Forty Five Only |  | 0 | 3626.63
159 | supplying, fitting & fixing granite slabs 15mm to 18 mm. thick with uniform texture & without decorative veins in columns, wall,facia,rise etc. with 15 mm thick [avg] cement mortar (1:2) including making suitable arrangements to hold the stones properly by brass / copper hooks including pointing in cement mortar (1:2) (1 white cement : 2 marble dust) with admixture of pigment matching the stone shades all complete as per direction of the Engineer-in-charge including cost of all materials, labours, scaffolding, staging, curing and roughening of concrete surface complete. [Using cement slurry at back side of granite @ 4.4 kg/sq.m & white cement slurry for joint filling @ 1.8 kg/sq.m. (b) Area of each Granite slab above 1.00 Square meter. in 3rd floor. | BI01010001010000000000000515BI0100001270 | 15 | sq.m. | 3640.2 |  |  | Excess(+) | 1 | Full Conversion | INR | [40 empty] | 54603 | 54603 | INR Fifty Four Thousand Six Hundred & Three Only |  | 0 | 3640.2
160 | supplying, fitting & fixing granite slabs 15mm to 18 mm. thick with uniform texture & without decorative veins in columns, wall,facia,rise etc. with 15 mm thick [avg] cement mortar (1:2) including making suitable arrangements to hold the stones properly by brass / copper hooks including pointing in cement mortar (1:2) (1 white cement : 2 marble dust) with admixture of pigment matching the stone shades all complete as per direction of the Engineer-in-charge including cost of all materials, labours, scaffolding, staging, curing and roughening of concrete surface complete. [Using cement slurry at back side of granite @ 4.4 kg/sq.m & white cement slurry for joint filling @ 1.8 kg/sq.m] . (b) Area of each Granite slab above 1.00 Square meter. in 4th floor. | BI01010001010000000000000515BI0100001271 | 15 | sq.m. | 3653.78 |  |  | Excess(+) | 1 | Full Conversion | INR | [40 empty] | 54806.7 | 54806.7 | INR Fifty Four Thousand Eight Hundred & Six and Paise Seventy Only |  | 0 | 3653.78
161 | supplying, fitting & fixing granite slabs 15mm to 18 mm. thick with uniform texture & without decorative veins in columns, wall,facia,rise etc. with 15 mm thick [avg] cement mortar (1:2) including making suitable arrangements to hold the stones properly by brass / copper hooks including pointing in cement mortar (1:2) (1 white cement : 2 marble dust) with admixture of pigment matching the stone shades all complete as per direction of the Engineer-in-charge including cost of all materials, labours, scaffolding, staging, curing and roughening of concrete surface complete. [Using cement slurry at back side of granite @ 4.4 kg/sq.m & white cement slurry for joint filling @ 1.8 kg/sq.m (b) Area of each Granite slab above 1.00 Square meter. in 5th floor. | BI01010001010000000000000515BI0100001272 | 15 | sq.m. | 3671.88 |  |  | Excess(+) | 1 | Full Conversion | INR | [40 empty] | 55078.2 | 55078.2 | INR Fifty Five Thousand &Seventy Eight and Paise Twenty Only |  | 0 | 3671.88
162 | 18 mm. to 22 mm. thick, kota stone slab set in 20 mm thick (avg) cement mortar (1:4) in floor, stair & lobby including pointing in cement slurry with admixture of pigment matching the stone shade, including grinding & polishing as per direction of Engineer - in - charge to match with the existing work. [Slurry for bedding @ 4.4 kg/Sq.m and pointing @2.0 kg/Sq.m]. In ground floor. | BI01010001010000000000000515BI0100001273 | 245 | sq.m. | 1158.35 |  |  | Excess(+) | 1 | Full Conversion | INR | [40 empty] | 283795.75 | 283795.75 | INR Two Lakh Eighty Three Thousand Seven Hundred & Ninety Five and Paise Seventy Five Only |  | 0 | 1158.35
163 | 18 mm. to 22 mm. thick, kota stone slab set in 20 mm thick (avg) cement mortar (1:4) in floor, stair & lobby including pointing in cement slurry with admixture of pigment matching the stone shade, including grinding & polishing as per direction of Engineer - in - charge to match with the existing work. [Slurry for bedding @ 4.4 kg/Sq.m and pointing @2.0 kg/Sq.m]. In 1st floor. | BI01010001010000000000000515BI0100001274 | 150 | sq.m. | 1171.92 |  |  | Excess(+) | 1 | Full Conversion | INR | [40 empty] | 175788 | 175788 | INR One Lakh Seventy Five Thousand Seven Hundred & Eighty Eight Only |  | 0 | 1171.92
164 | Supplying, fitting and fixing 18 mm. to 22 mm. thick kota stone slab in wall, dado in 15 mm thick [avg] cement mortar (1:3) including making suitable arrangement to hold the stone properly by brass / copper hooks including pointing in cement mortar (1:2) (1 cement : 2 marble dust) with admixture of pigments matching the stone shade, including grinding and polishing all complete as per direction of Engineer-in-charge including cost of materials, labour, scaffolding, staging, curing complete. [Using cement slurry for bedding @4.4 kg/Sq.m and for jointing @1.8 kg/Sq.m]. In ground floor. | BI01010001010000000000000515BI0100001275 | 30 | sq.m. | 1312.19 |  |  | Excess(+) | 1 | Full Conversion | INR | [40 empty] | 39365.7 | 39365.7 | INR Thirty Nine Thousand Three Hundred & Sixty Five and Paise Seventy Only |  | 0 | 1312.19
165 | Supplying, fitting and fixing 18 mm. to 22 mm. thick kota stone slab in wall, dado in 15 mm thick [avg] cement mortar (1:3) including making suitable arrangement to hold the stone properly by brass / copper hooks including pointing in cement mortar (1:2) (1 cement : 2 marble dust) with admixture of pigments matching the stone shade, including grinding and polishing all complete as per direction of Engineer-in-charge including cost of materials, labour, scaffolding, staging, curing complete. [Using cement slurry for bedding @4.4 kg/Sq.m and for jointing @1.8 kg/Sq.m]. In 1st floor. | BI01010001010000000000000515BI0100001276 | 10 | sq.m. | 1325.77 |  |  | Excess(+) | 1 | Full Conversion | INR | [40 empty] | 13257.7 | 13257.7 | INR Thirteen Thousand Two Hundred & Fifty Seven and Paise Seventy Only |  | 0 | 1325.77
166 | Extra cost of labour for grinding Kota Stone Floor in treads and riser of Steps. | BI01010001010000000000000515BI0100001277 | 40 | sq.m. | 236.42 |  |  | Excess(+) | 1 | Full Conversion | INR | [40 empty] | 9456.8 | 9456.8 | INR Nine Thousand Four Hundred & Fifty Six and Paise Eighty Only |  | 0 | 236.42
167 | Supplying solid flush type doors of commercial quality, the timber frame consisting of top and bottom rails and side styles of well seasoned timber 65mm wide each and the entire frame fitted with 37.5mm wide battens places both ways in order to make the door of solid core and internal lipping with Garjan or similar wood veneers using phenol formaldehyde as glue etc. complete, including fitting, fixing shutters in position but excluding the cost of hinges and other fittings in ground floor. 32 mm thick shutters (single leaf) Ground floor | BI01010001010000000000000515BI0100001278 | 44.88 | Sqm. | 2668.5 |  |  | Excess(+) | 1 | Full Conversion | INR | [40 empty] | 119762.28 | 119762.28 | INR One Lakh Nineteen Thousand Seven Hundred & Sixty Two and Paise Twenty Eight Only |  | 0 | 2668.5
168 | Supplying solid flush type doors of commercial quality, the timber frame consisting of top and bottom rails and side styles of well seasoned timber 65mm wide each and the entire frame fitted with 37.5mm wide battens places both ways in order to make the door of solid core and internal lipping with Garjan or similar wood veneers using phenol formaldehyde as glue etc. complete, including fitting, fixing shutters in position but excluding the cost of hinges and other fittings in ground floor. 32 mm thick shutters (single leaf) - 1st floor | BI01010001010000000000000515BI0100001279 | 73.92 | Sqm. | 2684.34 |  |  | Excess(+) | 1 | Full Conversion | INR | [40 empty] | 198426.41 | 198426.41 | INR One Lakh Ninety Eight Thousand Four Hundred & Twenty Six and Paise Forty One Only |  | 0 | 2684.34
169 | Supplying solid flush type doors of commercial quality, the timber frame consisting of top and bottom rails and side styles of well seasoned timber 65mm wide each and the entire frame fitted with 37.5mm wide battens places both ways in order to make the door of solid core and internal lipping with Garjan or similar wood veneers using phenol formaldehyde as glue etc. complete, including fitting, fixing shutters in position but excluding the cost of hinges and other fittings in ground floor. 32 mm thick shutters (single leaf) 2nd floor | BI01010001010000000000000515BI0100001280 | 73.92 | Sqm. | 2700.17 |  |  | Excess(+) | 1 | Full Conversion | INR | [40 empty] | 199596.57 | 199596.57 | INR One Lakh Ninety Nine Thousand Five Hundred & Ninety Six and Paise Fifty Seven Only |  | 0 | 2700.17
170 | Supplying solid flush type doors of commercial quality, the timber frame consisting of top and bottom rails and side styles of well seasoned timber 65mm wide each and the entire frame fitted with 37.5mm wide battens places both ways in order to make the door of solid core and internal lipping with Garjan or similar wood veneers using phenol formaldehyde as glue etc. complete, including fitting, fixing shutters in position but excluding the cost of hinges and other fittings in ground floor. 32 mm thick shutters (single leaf) - 3rd floor | BI01010001010000000000000515BI0100001281 | 73.92 | Sqm. | 2716.01 |  |  | Excess(+) | 1 | Full Conversion | INR | [40 empty] | 200767.46 | 200767.46 | INR Two Lakh Seven Hundred & Sixty Seven and Paise Forty Six Only |  | 0 | 2716.01
171 | Supplying solid flush type doors of commercial quality, the timber frame consisting of top and bottom rails and side styles of well seasoned timber 65mm wide each and the entire frame fitted with 37.5mm wide battens places both ways in order to make the door of solid core and internal lipping with Garjan or similar wood veneers using phenol formaldehyde as glue etc. complete, including fitting, fixing shutters in position but excluding the cost of hinges and other fittings in ground floor. 32 mm thick shutters (single leaf) - 4th floor | BI01010001010000000000000515BI0100001282 | 76.56 | Sqm. | 2731.85 |  |  | Excess(+) | 1 | Full Conversion | INR | [40 empty] | 209150.44 | 209150.44 | INR Two Lakh Nine Thousand One Hundred & Fifty and Paise Forty Four Only |  | 0 | 2731.85
172 | Supplying solid flush type doors of commercial quality, the timber frame consisting of top and bottom rails and side styles of well seasoned timber 65mm wide each and the entire frame fitted with 37.5mm wide battens places both ways in order to make the door of solid core and internal lipping with Garjan or similar wood veneers using phenol formaldehyde as glue etc. complete, including fitting, fixing shutters in position but excluding the cost of hinges and other fittings in ground floor. 32 mm thick shutters (single leaf) - 5th floor | BI01010001010000000000000515BI0100001283 | 73.92 | Sqm. | 2752.21 |  |  | Excess(+) | 1 | Full Conversion | INR | [40 empty] | 203443.36 | 203443.36 | INR Two Lakh Three Thousand Four Hundred & Forty Three and Paise Thirty Six Only |  | 0 | 2752.21
173 | Collapsible gate with 40mm x 40mm x 6mm Tee as top and bottom guide rail, 20mm x 10mm x 2mm vertical channels 100mm apart in fully stretched position 20mm x 5mm M.S. flats as collapsible bracings properly rivetted and washered including 38mm steel rollers including locking arrangements, fitted and fixed in position with lugs set in cement concrete and including cutting necessary holes, chasing etc. in walls, floors etc. and making good damages complete In ground floor.. | BI01010001010000000000000515BI0100001284 | 5 | sq.m. | 4898.1 |  |  | Excess(+) | 1 | Full Conversion | INR | [40 empty] | 24490.5 | 24490.5 | INR Twenty Four Thousand Four Hundred & Ninety and Paise Fifty Only |  | 0 | 4898.1
174 | (a) Priming one coat on timber or plastered surface with synthetic oil bound primer of approved quality including smoothening surfaces by sand papering etc. | BI01010001010000000000000515BI0100001285 | 1084.512 | sq.m. | 42.99 |  |  | Excess(+) | 1 | Full Conversion | INR | [40 empty] | 46623.17 | 46623.17 | INR Forty Six Thousand Six Hundred & Twenty Three and Paise Seventeen Only |  | 0 | 42.99
175 | (A) Painting with best quality synthetic enamel paint of approved make and brand including smoothening surface by sand papering etc. including using of approved putty etc. on the surface, if necessary : (a) On timber or plastered surface : With super gloss (hi-gloss) - (iv) Two coats (with any shade except white) | BI01010001010000000000000515BI0100001286 | 1084.512 | sq.m. | 91.63 |  |  | Excess(+) | 1 | Full Conversion | INR | [40 empty] | 99373.83 | 99373.83 | INR Ninety Nine Thousand Three Hundred & Seventy Three and Paise Eighty Three Only |  | 0 | 91.63
176 | Wood work in door and window frame fitted and fixed in position complete including a protective coat of painting at the contact surface of the frame exluding cost of concrete, Iron Butt Hinges and M.S clamps. (The quantum should be correted upto three decimals).(e) Sal : Malayasian. In ground floor. | BI01010001010000000000000515BI0100001287 | 0.701 | Cu.M | 94136.2 |  |  | Excess(+) | 1 | Full Conversion | INR | [40 empty] | 65989.48 | 65989.48 | INR Sixty Five Thousand Nine Hundred & Eighty Nine and Paise Forty Eight Only |  | 0 | 94136.2
177 | Wood work in door and window frame fitted and fixed in position complete including a protective coat of painting at the contact surface of the frame exluding cost of concrete, Iron Butt Hinges and M.S clamps. (The quantum should be correted upto three decimals).(e) Sal : Malayasian. In 1st floor. | BI01010001010000000000000515BI0100001288 | 1.155 | Cu.M | 94362.44 |  |  | Excess(+) | 1 | Full Conversion | INR | [40 empty] | 108988.62 | 108988.62 | INR One Lakh Eight Thousand Nine Hundred & Eighty Eight and Paise Sixty Two Only |  | 0 | 94362.44
178 | Wood work in door and window frame fitted and fixed in position complete including a protective coat of painting at the contact surface of the frame exluding cost of concrete, Iron Butt Hinges and M.S clamps. (The quantum should be correted upto three decimals).(e) Sal : Malayasian. In 2nd floor. | BI01010001010000000000000515BI0100001289 | 1.155 | Cu.M | 94588.68 |  |  | Excess(+) | 1 | Full Conversion | INR | [40 empty] | 109249.93 | 109249.93 | INR One Lakh Nine Thousand Two Hundred & Forty Nine and Paise Ninety Three Only |  | 0 | 94588.68
179 | Wood work in door and window frame fitted and fixed in position complete including a protective coat of painting at the contact surface of the frame exluding cost of concrete, Iron Butt Hinges and M.S clamps. (The quantum should be correted upto three decimals).(e) Sal : Malayasian. In 3rd floor. | BI01010001010000000000000515BI0100001290 | 1.155 | Cu.M | 94814.92 |  |  | Excess(+) | 1 | Full Conversion | INR | [40 empty] | 109511.23 | 109511.23 | INR One Lakh Nine Thousand Five Hundred & Eleven and Paise Twenty Three Only |  | 0 | 94814.92
180 | Wood work in door and window frame fitted and fixed in position complete including a protective coat of painting at the contact surface of the frame exluding cost of concrete, Iron Butt Hinges and M.S clamps. (The quantum should be correted upto three decimals).(e) Sal : Malayasian. In 4th floor. | BI01010001010000000000000515BI0100001291 | 1.155 | Cu.M | 95041.16 |  |  | Excess(+) | 1 | Full Conversion | INR | [40 empty] | 109772.54 | 109772.54 | INR One Lakh Nine Thousand Seven Hundred & Seventy Two and Paise Fifty Four Only |  | 0 | 95041.16
181 | Wood work in door and window frame fitted and fixed in position complete including a protective coat of painting at the contact surface of the frame exluding cost of concrete, Iron Butt Hinges and M.S clamps. (The quantum should be correted upto three decimals).(e) Sal : Malayasian. In 5th floor. | BI01010001010000000000000515BI0100001292 | 1.196 | Cu.M | 95323.96 |  |  | Excess(+) | 1 | Full Conversion | INR | [40 empty] | 114007.46 | 114007.46 | INR One Lakh Fourteen Thousand &Seven and Paise Forty Six Only |  | 0 | 95323.96
182 | Supplying, fitting and fixing M.S. clamps for door and window frame made of flat bent bar, end bifurcated with necessary screws etc. by cement concrete(1:2:4) as per direction. (Cost of concrete will be paid separately). (a) 40mm X 6mm, 250mm Length | BI01010001010000000000000515BI0100001293 | 792 | Each | 32.8 |  |  | Excess(+) | 1 | Full Conversion | INR | [40 empty] | 25977.6 | 25977.6 | INR Twenty Five Thousand Nine Hundred & Seventy Seven and Paise Sixty Only |  | 0 | 32.8
183 | Supplying, fitting and fixing M.S. clamps for door and window frame made of flat bent bar, end bifurcated with necessary screws etc. by cement concrete(1:2:4) as per direction. (Cost of concrete will be paid separately). (c) 40mm X 6mm, 125mm Length | BI01010001010000000000000515BI0100001294 | 426 | Each | 22.62 |  |  | Excess(+) | 1 | Full Conversion | INR | [40 empty] | 9636.12 | 9636.12 | INR Nine Thousand Six Hundred & Thirty Six and Paise Twelve Only |  | 0 | 22.62
184 | Iron butt hinges of approved quality fitted and fixed with steel screws, with ISI mark.(viii) 100mm. X 75mm. X 3.50mm. | BI01010001010000000000000515BI0100001295 | 609 | Each | 74.66 |  |  | Excess(+) | 1 | Full Conversion | INR | [40 empty] | 45467.94 | 45467.94 | INR Forty Five Thousand Four Hundred & Sixty Seven and Paise Ninety Four Only |  | 0 | 74.66
185 | (b) Supplying 'Godrej' mortice lock chromium plated with keys 6 levers including fitting & fixing complete. | BI01010001010000000000000515BI0100001296 | 80 | Each | 2210.36 |  |  | Excess(+) | 1 | Full Conversion | INR | [40 empty] | 176828.8 | 176828.8 | INR One Lakh Seventy Six Thousand Eight Hundred & Twenty Eight and Paise Eighty Only |  | 0 | 2210.36
186 | (a) Metallic magic eye of approved quality fitted and fixed complete. | BI01010001010000000000000515BI0100001297 | 65 | Each | 61.08 |  |  | Excess(+) | 1 | Full Conversion | INR | [40 empty] | 3970.2 | 3970.2 | INR Three Thousand Nine Hundred & Seventy and Paise Twenty Only |  | 0 | 61.08
187 | Anodised aliminium D-type handle of approved quality manufactured from extruded section conforming to I.S. specification (I.S. 230/72) fitted and fixed complete: v) 125 mm grip x 12 mm dia rod. | BI01010001010000000000000515BI0100001298 | 104 | Each | 116.51 |  |  | Excess(+) | 1 | Full Conversion | INR | [40 empty] | 12117.04 | 12117.04 | INR Twelve Thousand One Hundred & Seventeen and Paise Four Only |  | 0 | 116.51
188 | Supplying concealed type heavy duty PVC headed aluminium tower bolt for double leaf doors as per approved make and brand as per direction of Engineer-in-Charge.(b) 250 mm long | BI01010001010000000000000515BI0100001299 | 120 | Each | 75.79 |  |  | Excess(+) | 1 | Full Conversion | INR | [40 empty] | 9094.8 | 9094.8 | INR Nine Thousand &Ninety Four and Paise Eighty Only |  | 0 | 75.79
189 | (ii) Door stopper (Anodised aluminium) | BI01010001010000000000000515BI0100001300 | 131 | Each | 79.18 |  |  | Excess(+) | 1 | Full Conversion | INR | [40 empty] | 10372.58 | 10372.58 | INR Ten Thousand Three Hundred & Seventy Two and Paise Fifty Eight Only |  | 0 | 79.18
190 | i) Hydraulic door closer of approved quality as per I.S.I. standard fitted and fixed complete.a) Heavy type (I.S.I. size 3) | BI01010001010000000000000515BI0100001301 | 131 | Each | 1883.45 |  |  | Excess(+) | 1 | Full Conversion | INR | [40 empty] | 246731.95 | 246731.95 | INR Two Lakh Forty Six Thousand Seven Hundred & Thirty One and Paise Ninety Five Only |  | 0 | 1883.45
191 | i) Iron hasp bolt of approved quality fitted and fixed complete (oxidised) with 16mm dia rod with centre bolt and round fitting. (b) 250mm long. | BI01010001010000000000000515BI0100001302 | 104 | Each | 179.86 |  |  | Excess(+) | 1 | Full Conversion | INR | [40 empty] | 18705.44 | 18705.44 | INR Eighteen Thousand Seven Hundred & Five and Paise Forty Four Only |  | 0 | 179.86
192 | Supplying profiles of required section made of Aluminium Alloy Extrusions conforming to IS: 732-1983 and IS: 1285- 1975; Annodized (with required film thickness and specified colour / natural) matt finished conforming to IS: 1868-1983 for fabrication of composit door, sliding & casement windows, partitions, formed of basic sections of any ISI embossed / certified make and brand as per direction of Engineer - In- Charge. (Payment will be made on finished length of the work). (A) In 10-12 Micron thickness Annodizing film I) Natural white h) Louvered window. i) Top, bottom and side member. | BI01010001010000000000000515BI0100001303 | 210 | Metre | 207.01 |  |  | Excess(+) | 1 | Full Conversion | INR | [40 empty] | 43472.1 | 43472.1 | INR Forty Three Thousand Four Hundred & Seventy Two and Paise Ten Only |  | 0 | 207.01
193 | Supplying profiles of required section made of Aluminium Alloy Extrusions conforming to IS: 732-1983 and IS: 1285- 1975; Annodized (with required film thickness and specified colour / natural) matt finished conforming to IS: 1868-1983 for fabrication of composit door, sliding & casement windows, partitions, formed of basic sections of any ISI embossed / certified make and brand as per direction of Engineer - In- Charge. (Payment will be made on finished length of the work). (A) In 10-12 Micron thickness Annodizing film I) Natural white h) Louvered window. ii) Louvered Section. | BI01010001010000000000000515BI0100001304 | 100 | Metre | 744.33 |  |  | Excess(+) | 1 | Full Conversion | INR | [40 empty] | 74433 | 74433 | INR Seventy Four Thousand Four Hundred & Thirty Three Only |  | 0 | 744.33
194 | Supplying profiles of required section made of Aluminium Alloy Extrusions conforming to IS: 732-1983 and IS: 1285- 1975; Annodized (with required film thickness and specified colour / natural) matt finished conforming to IS: 1868-1983 for fabrication of composit door, sliding & casement windows, partitions, formed of basic sections of any ISI embossed / certified make and brand as per direction of Engineer - In- Charge. (Payment will be made on finished length of the work). (A) In 10-12 Micron thickness Annodizing film I) Natural white h) Louvered window. iii) Cleat angle ( Non-annodized). | BI01010001010000000000000515BI0100001305 | 70 | Metre | 297.51 |  |  | Excess(+) | 1 | Full Conversion | INR | [40 empty] | 20825.7 | 20825.7 | INR Twenty Thousand Eight Hundred & Twenty Five and Paise Seventy Only |  | 0 | 297.51
195 | Labour charge for fabrication and installation of composite door, window, partitions made from annodized extruded alloy aluminium sections for the following units:- (A) Glazed aluminium sliding windows made of extruded and annodized alloy aluminium sectios, fabrications, including cutting to proper shape and size, drilling and aligning of window shutter frame fitted with in built locking arrangements, sliding rollers and other necessary fittings, fixture, adhesives and joineries along with extruded neoprine or EPDM gasketing in between window frame and masonry work (walls, column, beam.lintels etc.) as well as between glass and shutter frame for fixing glass and Polysulphide sealant and in between shutter and window frame where necessary including cutting to requisite size and fixing glass as per drawing, specification and direction of EIC. v ) Louvered window. | BI01010001010000000000000515BI0100001306 | 250 | SqM | 825.78 |  |  | Excess(+) | 1 | Full Conversion | INR | [40 empty] | 206445 | 206445 | INR Two Lakh Six Thousand Four Hundred & Forty Five Only |  | 0 | 825.78
196 | Supplying Glazing Silicon of approved make and brand for fixing of Glass on Sub-frame as per direction of Engineer-in-charge for Structural Glazing/Curtain wall etc. Glazing Silicon for fixing Glass on Sub frame | BI01010001010000000000000515BI0100001307 | 1248 | Rmt | 126.69 |  |  | Excess(+) | 1 | Full Conversion | INR | [40 empty] | 158109.12 | 158109.12 | INR One Lakh Fifty Eight Thousand One Hundred & Nine and Paise Twelve Only |  | 0 | 126.69
197 | Supplying Weather Silicone sealant of approved make and brand for fixing of grove line between the Glasses as per direction of Engineer-in-charge. For Structural Glazing/Curtain wall. Weather Silicone sealant for filling the Grove line between Glasses or any other material for facial work | BI01010001010000000000000515BI0100001308 | 1716 | Rmt | 64.48 |  |  | Excess(+) | 1 | Full Conversion | INR | [40 empty] | 110647.68 | 110647.68 | INR One Lakh Ten Thousand Six Hundred & Forty Seven and Paise Sixty Eight Only |  | 0 | 64.48
198 | Supplying profiles of required sections made of aluminium alloy extrusion confirming to IS 732-1983 and IS 1285-1975 anodised with required film thickness and specified colour / natural mat finished conforming to IS 1868-1983 for fabrication of structural glazing, curtain wall formed of basic section of any ISI embossed / certified make and brand as per direction of Engineer-in- Charge. (Payement will be made on finished length of the work). for Structural glazing / curtain wall with 15 micron Coloured Anodising (i) Fixing Plate (Wt. @ 0.515 Kg per Mtr.) | BI01010001010000000000000515BI0100001309 | 58.5 | Rmt | 131.22 |  |  | Excess(+) | 1 | Full Conversion | INR | [40 empty] | 7676.37 | 7676.37 | INR Seven Thousand Six Hundred & Seventy Six and Paise Thirty Seven Only |  | 0 | 131.22
199 | ii) Fixing cap (Wt. @ 0.342 Kg per Mtr.) | BI01010001010000000000000515BI0100001310 | 58.5 | Rmt | 87.1 |  |  | Excess(+) | 1 | Full Conversion | INR | [40 empty] | 5095.35 | 5095.35 | INR Five Thousand &Ninety Five and Paise Thirty Five Only |  | 0 | 87.1
200 | Supplying, fitting and fixing Stainless Steel railing consist of 38mm dia and 900mm height vertical balustrade at every two alternative steps, 50mm dia top rail, 3 (three) nos 19mm dia horizontal Strainless steel pipe and base/cover plate with Strainless Steel GRADE 304 containing 7.5% nickle (Interior Grade) Brushed/Mat finish, complete as per direction of the Engineer-in-charge. Weight of Strainless Steel railing per metre 6.5 Kg (approx) | BI01010001010000000000000515BI0100001311 | 450 | Rmt | 10267.9 |  |  | Excess(+) | 1 | Full Conversion | INR | [40 empty] | 4620555 | 4620555 | INR Forty Six Lakh Twenty Thousand Five Hundred & Fifty Five Only |  | 0 | 10267.9
201 | Supplying, fitting & fixing fibre reinforced polymer (FRP) Composite door shutters as per approved design with glass fibre reinforced plastic moulded skins and a special sandwich core, so as to impart monolitaheic composite structure as per approved technology of Department of Science and Technology (DST) to satisfy IS:4020 door testing performance criteria. In ground floor. (i) 32 mm thick | BI01010001010000000000000515BI0100001312 | 18.9 | Sqm. | 3125.51 |  |  | Excess(+) | 1 | Full Conversion | INR | [40 empty] | 59072.14 | 59072.14 | INR Fifty Nine Thousand &Seventy Two and Paise Fourteen Only |  | 0 | 3125.51
202 | Supplying, fitting & fixing fibre reinforced polymer (FRP) Composite door shutters as per approved design with glass fibre reinforced plastic moulded skins and a special sandwich core, so as to impart monolitaheic composite structure as per approved technology of Department of Science and Technology (DST) to satisfy IS:4020 door testing performance criteria. In 1st floor. (i) 32 mm thick (Page no: 143 & Item no: 143, i) | BI01010001010000000000000515BI0100001313 | 31.5 | Sqm. | 3141.34 |  |  | Excess(+) | 1 | Full Conversion | INR | [40 empty] | 98952.21 | 98952.21 | INR Ninety Eight Thousand Nine Hundred & Fifty Two and Paise Twenty One Only |  | 0 | 3141.34
203 | Supplying, fitting & fixing fibre reinforced polymer (FRP) Composite door shutters as per approved design with glass fibre reinforced plastic moulded skins and a special sandwich core, so as to impart monolitaheic composite structure as per approved technology of Department of Science and Technology (DST) to satisfy IS:4020 door testing performance criteria. In 2nd floor. (i) 32 mm thick (Page no: 143 & Item no: 143, i) | BI01010001010000000000000515BI0100001314 | 29.4 | Sqm. | 3157.18 |  |  | Excess(+) | 1 | Full Conversion | INR | [40 empty] | 92821.09 | 92821.09 | INR Ninety Two Thousand Eight Hundred & Twenty One and Paise Nine Only |  | 0 | 3157.18
204 | Supplying, fitting & fixing fibre reinforced polymer (FRP) Composite door shutters as per approved design with glass fibre reinforced plastic moulded skins and a special sandwich core, so as to impart monolitaheic composite structure as per approved technology of Department of Science and Technology (DST) to satisfy IS:4020 door testing performance criteria. In 3rd floor. (i) 32 mm thick (Page no: 143 & Item no: 143, i) | BI01010001010000000000000515BI0100001315 | 29.4 | Sqm. | 3173.02 |  |  | Excess(+) | 1 | Full Conversion | INR | [40 empty] | 93286.79 | 93286.79 | INR Ninety Three Thousand Two Hundred & Eighty Six and Paise Seventy Nine Only |  | 0 | 3173.02
205 | Supplying, fitting & fixing fibre reinforced polymer (FRP) Composite door shutters as per approved design with glass fibre reinforced plastic moulded skins and a special sandwich core, so as to impart monolitaheic composite structure as per approved technology of Department of Science and Technology (DST) to satisfy IS:4020 door testing performance criteria. In 4th floor. (i) 32 mm thick (Page no: 143 & Item no: 143, i) | BI01010001010000000000000515BI0100001316 | 29.4 | Sqm. | 3188.85 |  |  | Excess(+) | 1 | Full Conversion | INR | [40 empty] | 93752.19 | 93752.19 | INR Ninety Three Thousand Seven Hundred & Fifty Two and Paise Nineteen Only |  | 0 | 3188.85
206 | Supplying, fitting & fixing fibre reinforced polymer (FRP) Composite door shutters as per approved design with glass fibre reinforced plastic moulded skins and a special sandwich core, so as to impart monolitaheic composite structure as per approved technology of Department of Science and Technology (DST) to satisfy IS:4020 door testing performance criteria. In 5th floor. (i) 32 mm thick (Page no: 143 & Item no: 143, i) | BI01010001010000000000000515BI0100001317 | 29.4 | Sqm. | 3209.21 |  |  | Excess(+) | 1 | Full Conversion | INR | [40 empty] | 94350.77 | 94350.77 | INR Ninety Four Thousand Three Hundred & Fifty and Paise Seventy Seven Only |  | 0 | 3209.21
207 | Supplying, fitting & fixing fibre reinforced polymer (FRP) Composite door shutters as per approved design with glass fibre reinforced plastic moulded skins and a special sandwich core, so as to impart monolitaheic composite structure as per approved technology of Department of Science and Technology (DST) to satisfy IS:4020 door testing performance criteria. In 6th floor. (i) 32 mm thick . | BI01010001010000000000000515BI0100001318 | 4.2 | Sqm. | 3229.58 |  |  | Excess(+) | 1 | Full Conversion | INR | [40 empty] | 13564.24 | 13564.24 | INR Thirteen Thousand Five Hundred & Sixty Four and Paise Twenty Four Only |  | 0 | 3229.58
208 | Supplying, fitting and fixing fibre reinforced polymer (FRP) Composite door frame as per approved section with glass fibre reinforced plastic moulded skins and a special sandwich core, so as to impart monolitaheic composite structure as per approved technology of Department of Science and Technology (DST) to safisfy IS: 4020 door testing performance criteria. (i) 66mm x 90mm | BI01010001010000000000000515BI0100001319 | 426.4 | RM. | 562.21 |  |  | Excess(+) | 1 | Full Conversion | INR | [40 empty] | 239726.34 | 239726.34 | INR Two Lakh Thirty Nine Thousand Seven Hundred & Twenty Six and Paise Thirty Four Only |  | 0 | 562.21
209 | Supplying bubble free float glass of approved make and brand conforming to IS: 2835- 1987. xiii) 12mm thick cleared toughened glass coforming to IS: 2553-1992 (Part-II) | BI01010001010000000000000515BI0100001320 | 18 | Sqm. | 3659.43 |  |  | Excess(+) | 1 | Full Conversion | INR | [40 empty] | 65869.74 | 65869.74 | INR Sixty Five Thousand Eight Hundred & Sixty Nine and Paise Seventy Four Only |  | 0 | 3659.43
210 | Supplying heavy duty hydraulic double action floor spring along with top pin/set of pivots conforming to IS: 6315 or any approved make as per direction of Engineer in charge.(Page no: 202 & Item no: 3). | BI01010001010000000000000515BI0100001321 | 8 | Each Set | 1955.84 |  |  | Excess(+) | 1 | Full Conversion | INR | [40 empty] | 15646.72 | 15646.72 | INR Fifteen Thousand Six Hundred & Forty Six and Paise Seventy Two Only |  | 0 | 1955.84
211 | Supplying, fitting & fixing Stainless Steel 'D' or 'H' type of size 300 mm x 19 mm tubular Handle with Grade 304, CE certified, marked & conforming to EN - 1154, of approved quality of reputed brand as per direction of Eingineer-in-Charge fitted and fixed complete including all incidental charges. | BI01010001010000000000000515BI0100001322 | 16 | Each | 1777.12 |  |  | Excess(+) | 1 | Full Conversion | INR | [40 empty] | 28433.92 | 28433.92 | INR Twenty Eight Thousand Four Hundred & Thirty Three and Paise Ninety Two Only |  | 0 | 1777.12
212 | Supplying , fitting and fixing Godrej ultra vertibold brass rim lock. | BI01010001010000000000000515BI0100001323 | 8 | Each | 1898.15 |  |  | Excess(+) | 1 | Full Conversion | INR | [40 empty] | 15185.2 | 15185.2 | INR Fifteen Thousand One Hundred & Eighty Five and Paise Twenty Only |  | 0 | 1898.15
213 | Net Cement Punning above 1.5mm thick in Wall dado,Window Sill Floor and Drain etc Note Cement 0.152 cum 100 Sqmts | BI01010001010000000000000515BI0100001324 | 1142.2 | Sqm. | 38.46 |  |  | Excess(+) | 1 | Full Conversion | INR | [40 empty] | 43929.01 | 43929.01 | INR Forty Three Thousand Nine Hundred & Twenty Nine and Paise One Only |  | 0 | 38.46
214 | Cement concrete with graded jhama khoa (30 mm size) excluding shuttering In ground floor and foundation. (a) 1:3:6 | BI01010001010000000000000515BI0100001325 | 62.36 | cum | 5385.64 |  |  | Excess(+) | 1 | Full Conversion | INR | [40 empty] | 335848.51 | 335848.51 | INR Three Lakh Thirty Five Thousand Eight Hundred & Forty Eight and Paise Fifty One Only |  | 0 | 5385.64
215 | Providing waterproofing treatment over concrete roof surface (old or new) by the application of two coats of slurry prepared with latex of approved brand, water and cement in the proportion of (LP.W. Cement - 1:4:6) by volume, with brush in a time gap of minimum 4(four) hours volume, with brush in a time gap of minimum 4(four) hours to 14(fourteen) hours between the two layers, laying 20mm thick and sand and cement consolidated plaster (1:4) admixed with Plastocrete Super of approved brand 0.2%by weight of cement, laying flat 1st class Brick Bats / Bricks over the mortar keeping a gap of 10-20 mm between two bats, filling the vertical joints with the aforesaid mortar, providing a second layer of 20 mm thick sand and cement plaster (1:4) admixed with Plastocrete Super as above over the brick layer, the top surface of the treatment should be chequered to provide the antistrip property.(a) By Bricks (cement 25.66 kg/ Sq.m) | BI01010001010000000000000515BI0100001326 | 500 | sqm | 932.11 |  |  | Excess(+) | 1 | Full Conversion | INR | [40 empty] | 466055 | 466055 | INR Four Lakh Sixty Six Thousand &Fifty Five Only |  | 0 | 932.11
216 | Supplying, fitting and fixing PVC pipes for underground work of approved make Schedule 80 (medium duty) conforming to ASTMD - 1785 and threaded to match with GI Pipes as per IS : 1239 (Part - I). with all necessary accessories, specials viz. socket, bend, tee, union, cross, elbo, nipple, longscrew, reducing socket, reducing tee, short piece etc. fitted including cost of all materials ,jointing materials, cutting pipes, making threads ,cutting trenches upto 1.5 metre below surface in all sorts of soil and refilling the same as directed complete in all respect. (Payment will be made on the centre line measurement of the total pipe line including all specials No separate payment will be made for accessories, specials.) 65 mm | BI01010001010000000000000515BI0100001327 | 489 | Mtr. | 737.54 |  |  | Excess(+) | 1 | Full Conversion | INR | [40 empty] | 360657.06 | 360657.06 | INR Three Lakh Sixty Thousand Six Hundred & Fifty Seven and Paise Six Only |  | 0 | 737.54
217 | Supplying, fitting and fixing PVC pipes for underground work of approved make Schedule 80 (medium duty) conforming to ASTMD - 1785 and threaded to match with GI Pipes as per IS : 1239 (Part - I). with all necessary accessories, specials viz. socket, bend, tee, union, cross, elbo, nipple, longscrew, reducing socket, reducing tee, short piece etc. fitted including cost of all materials ,jointing materials, cutting pipes, making threads ,cutting trenches upto 1.5 metre below surface in all sorts of soil and refilling the same as directed complete in all respect. (Payment will be made on the centre line measurement of the total pipe line including all specials No separate payment will be made for accessories, specials.) 50 mm | BI01010001010000000000000515BI0100001328 | 433 | Mtr. | 455.87 |  |  | Excess(+) | 1 | Full Conversion | INR | [40 empty] | 197391.71 | 197391.71 | INR One Lakh Ninety Seven Thousand Three Hundred & Ninety One and Paise Seventy One Only |  | 0 | 455.87
218 | Supplying, fitting and fixing PVC pipes for underground work of approved make Schedule 80 (medium duty) conforming to ASTMD - 1785 and threaded to match with GI Pipes as per IS : 1239 (Part - I). with all necessary accessories, specials viz. socket, bend, tee, union, cross, elbo, nipple, longscrew, reducing socket, reducing tee, short piece etc. fitted including cost of all materials ,jointing materials, cutting pipes, making threads ,cutting trenches upto 1.5 metre below surface in all sorts of soil and refilling the same as directed complete in all respect. (Payment will be made on the centre line measurement of the total pipe line including all specials No separate payment will be made for accessories, specials.) 40 mm | BI01010001010000000000000515BI0100001329 | 237 | Mtr. | 351.8 |  |  | Excess(+) | 1 | Full Conversion | INR | [40 empty] | 83376.6 | 83376.6 | INR Eighty Three Thousand Three Hundred & Seventy Six and Paise Sixty Only |  | 0 | 351.8
219 | Providing and fixing of false ceiling with powder coated exposed G.I. grid suspension system (E-Grid U-1520 or equivalent load carrying capacity with mid span deflection not exceeding 1/360 span with hanger spacing of 1200mm c/c ) consisting of Main Runner 3600 mm long, Cross Tee 1200 mm / 600 mm long and Wall Angle. The Wall Angle shall be fixed on PVC Dash Fasteners on the perimeter of the wall by steel screws with distance 300mm c/c. The Main Runners to be placed @ 1200 mm. The Cross Tee 1200mm will be inserted in the pre-cut slots of Main Runner at a regular interval of 600 mm to form a modular grid of 1200mm X 600mm. Additional Cross Tees of 600 mm shall be placed perpendicular to the Cross Tee 1200 mm long to finally form a grid of 600 mm X 600 mm. Grid of module size 600 mm X 600 mm shall be supported by 6 mm dia G.I. wire from purlins / soffit. 15mm thick OW Acoustic Board (Mineral Fiber Acoustic Ceiling Tiles) of approved patern and size 595mm X 595mm with NRC value > 0.65 should be placed in the Grid module to form a False Ceiling. All complete as per the drawing & directions of Engineer-in-charge. In Ground floor. a) Acoustic False Ceiling (with 15mm thick OW Acoustic Board and E-Grid U-1520). | BI01010001010000000000000515BI0100001330 | 220 | Sqm | 1535.04 |  |  | Excess(+) | 1 | Full Conversion | INR | [40 empty] | 337708.8 | 337708.8 | INR Three Lakh Thirty Seven Thousand Seven Hundred & Eight and Paise Eighty Only |  | 0 | 1535.04
220 | Supplying,fitting and fixing brass ferrule including connection with G.I. pipes of TATA make of following dia. and upto 450 mm long with screw,jamnut,sockets etc.,complete in all respect, including cutting trenches in all sorts of soil and filling up the trenches as per direction of the Engineer - in - Charge. i) 25 mm dia. | BI01010001010000000000000515BI0100001331 | 2 | Each | 2131.18 |  |  | Excess(+) | 1 | Full Conversion | INR | [40 empty] | 4262.36 | 4262.36 | INR Four Thousand Two Hundred & Sixty Two and Paise Thirty Six Only |  | 0 | 2131.18
221 | Supplying, fitting and fixing CPVC (Chlorinated Polyvinyl Chloride) pipes of approved make conforming to IS-15778: 2007 . with all necessary accessories, specials viz. socket, bend, tee, union, cross, elbo, nipple, longscrew, reducing socket, reducing tee, short piece etc. fitted with holder bats clamps, including cutting pipes, fitting, fixing etc. complete in all respect including cost of all necessary fittings as required,jointing materials in any position above ground. (Payment will be made on the centre line measurements of total pipe line including all specials. No separate payment will be made for accesories, specials. (A) For Exposed Work. (i) CPVC Pipes Class-1, SDR-11. 50 mm dia | BI01010001010000000000000515BI0100001332 | 59.8 | Mtr | 744.33 |  |  | Excess(+) | 1 | Full Conversion | INR | [40 empty] | 44510.93 | 44510.93 | INR Forty Four Thousand Five Hundred & Ten and Paise Ninety Three Only |  | 0 | 744.33
222 | Supplying, fitting and fixing CPVC (Chlorinated Polyvinyl Chloride) pipes of approved make conforming to IS-15778: 2007 . with all necessary accessories, specials viz. socket, bend, tee, union, cross, elbo, nipple, longscrew, reducing socket, reducing tee, short piece etc. fitted with holder bats clamps, including cutting pipes, fitting, fixing etc. complete in all respect including cost of all necessary fittings as required,jointing materials in any position above ground. (Payment will be made on the centre line measurements of total pipe line including all specials. No separate payment will be made for accesories, specials. (A) For Exposed Work. (i) CPVC Pipes Class-1, SDR-11. 40 mm dia | BI01010001010000000000000515BI0100001333 | 148 | Mtr | 455.87 |  |  | Excess(+) | 1 | Full Conversion | INR | [40 empty] | 67468.76 | 67468.76 | INR Sixty Seven Thousand Four Hundred & Sixty Eight and Paise Seventy Six Only |  | 0 | 455.87
223 | Supplying, fitting and fixing CPVC (Chlorinated Polyvinyl Chloride) pipes of approved make conforming to IS-15778: 2007 . with all necessary accessories, specials viz. socket, bend, tee, union, cross, elbo, nipple, longscrew, reducing socket, reducing tee, short piece etc. fitted with holder bats clamps, including cutting pipes, fitting, fixing etc. complete in all respect including cost of all necessary fittings as required,jointing materials in any position above ground. (Payment will be made on the centre line measurements of total pipe line including all specials. No separate payment will be made for accesories, specials. (A) For Exposed Work. (i) CPVC Pipes Class-1, SDR-11. 32 mm dia | BI01010001010000000000000515BI0100001334 | 138.6 | Mtr | 320.13 |  |  | Excess(+) | 1 | Full Conversion | INR | [40 empty] | 44370.02 | 44370.02 | INR Forty Four Thousand Three Hundred & Seventy and Paise Two Only |  | 0 | 320.13
224 | Supplying, fitting and fixing CPVC (Chlorinated Polyvinyl Chloride) pipes of approved make conforming to IS-15778: 2007 . with all necessary accessories, specials viz. socket, bend, tee, union, cross, elbo, nipple, longscrew, reducing socket, reducing tee, short piece etc. fitted with holder bats clamps, including cutting pipes, fitting, fixing etc. complete in all respect including cost of all necessary fittings as required,jointing materials in any position above ground. (Payment will be made on the centre line measurements of total pipe line including all specials. No separate payment will be made for accesories, specials. (A) For Exposed Work. (i) CPVC Pipes Class-1, SDR-11. 25 mm dia | BI01010001010000000000000515BI0100001335 | 84 | Mtr | 235.29 |  |  | Excess(+) | 1 | Full Conversion | INR | [40 empty] | 19764.36 | 19764.36 | INR Nineteen Thousand Seven Hundred & Sixty Four and Paise Thirty Six Only |  | 0 | 235.29
225 | Supplying, fitting and fixing CPVC (Chlorinated Polyvinyl Chloride) pipes of approved make conforming to IS-15778: 2007 . with all necessary accessories, specials viz. socket, bend, tee, union, cross, elbo, nipple, longscrew, reducing socket, reducing tee, short piece etc. fitted with holder bats clamps, including cutting pipes, fitting, fixing etc. complete in all respect including cost of all necessary fittings as required,jointing materials in any position above ground. (Payment will be made on the centre line measurements of total pipe line including all specials. No separate payment will be made for accesories, specials. (b) For Concealed Work (i) CPVC Pipes Class-1, SDR-11. 20 mm dia | BI01010001010000000000000515BI0100001336 | 331.5 | Mtr | 193.44 |  |  | Excess(+) | 1 | Full Conversion | INR | [40 empty] | 64125.36 | 64125.36 | INR Sixty Four Thousand One Hundred & Twenty Five and Paise Thirty Six Only |  | 0 | 193.44
226 | Supplying, fitting and fixing CPVC (Chlorinated Polyvinyl Chloride) pipes of approved make conforming to IS-15778: 2007 . with all necessary accessories, specials viz. socket, bend, tee, union, cross, elbo, nipple, longscrew, reducing socket, reducing tee, short piece etc. fitted with holder bats clamps, including cutting pipes, fitting, fixing etc. complete in all respect including cost of all necessary fittings as required,jointing materials in any position above ground. (Payment will be made on the centre line measurements of total pipe line including all specials. No separate payment will be made for accesories, specials. (b) For Concealed Work (i) CPVC Pipes Class-1, SDR-11. 15 mm dia | BI01010001010000000000000515BI0100001337 | 50 | Mtr | 158.37 |  |  | Excess(+) | 1 | Full Conversion | INR | [40 empty] | 7918.5 | 7918.5 | INR Seven Thousand Nine Hundred & Eighteen and Paise Fifty Only |  | 0 | 158.37
227 | Chromium plated double coat Hook(Equivalent to Code No. 35761 & Model - KUBIX of Jaquar or similar). | BI01010001010000000000000515BI0100001338 | 84 | Each | 583.7 |  |  | Excess(+) | 1 | Full Conversion | INR | [40 empty] | 49030.8 | 49030.8 | INR Forty Nine Thousand &Thirty and Paise Eighty Only |  | 0 | 583.7
228 | Supplying, fitting and fixing shower of approved brand and make. (b) Chromium plated Rose shower with revolving joint and 150 mm long shower arm (Equivalent to Code No. 5489 & Model - Florentine of Jaquar or similar brand). | BI01010001010000000000000515BI0100001339 | 84 | Each | 1597.25 |  |  | Excess(+) | 1 | Full Conversion | INR | [40 empty] | 134169 | 134169 | INR One Lakh Thirty Four Thousand One Hundred & Sixty Nine Only |  | 0 | 1597.25
229 | Supplying, fitting and fixing Peet's valve fullway gunmetal standard pattern best quality of approved brand bearing I.S.I marking with fittings (Tested to 21 kg per sq. cm.). 50 mm dia | BI01010001010000000000000515BI0100001340 | 2 | Each | 2671.89 |  |  | Excess(+) | 1 | Full Conversion | INR | [40 empty] | 5343.78 | 5343.78 | INR Five Thousand Three Hundred & Forty Three and Paise Seventy Eight Only |  | 0 | 2671.89
230 | Supplying, fitting and fixing Peet's valve fullway gunmetal standard pattern best quality of approved brand bearing I.S.I marking with fittings (Tested to 21 kg per sq. cm.). 40 mm dia | BI01010001010000000000000515BI0100001341 | 4 | Each | 1861.96 |  |  | Excess(+) | 1 | Full Conversion | INR | [40 empty] | 7447.84 | 7447.84 | INR Seven Thousand Four Hundred & Forty Seven and Paise Eighty Four Only |  | 0 | 1861.96
231 | Supplying, fitting and fixing Peet's valve fullway gunmetal standard pattern best quality of approved brand bearing I.S.I marking with fittings (Tested to 21 kg per sq. cm.). 32 mm dia | BI01010001010000000000000515BI0100001342 | 7 | Each | 1423.05 |  |  | Excess(+) | 1 | Full Conversion | INR | [40 empty] | 9961.35 | 9961.35 | INR Nine Thousand Nine Hundred & Sixty One and Paise Thirty Five Only |  | 0 | 1423.05
232 | Supplying, fitting and fixing Peet's valve fullway gunmetal standard pattern best quality of approved brand bearing I.S.I marking with fittings (Tested to 21 kg per sq. cm.). 25 mm dia | BI01010001010000000000000515BI0100001343 | 84 | Each | 1031.65 |  |  | Excess(+) | 1 | Full Conversion | INR | [40 empty] | 86658.6 | 86658.6 | INR Eighty Six Thousand Six Hundred & Fifty Eight and Paise Sixty Only |  | 0 | 1031.65
233 | Supplying, fitting and fixing bib cock or stop cock. i) Chromium plated Bib Cock short body (Equivalent to Code No. 511 & Model - Tropical / Sumthing Special of ESSCO or similar brand). | BI01010001010000000000000515BI0100001344 | 168 | Each | 609.72 |  |  | Excess(+) | 1 | Full Conversion | INR | [40 empty] | 102432.96 | 102432.96 | INR One Lakh Two Thousand Four Hundred & Thirty Two and Paise Ninety Six Only |  | 0 | 609.72
234 | Supplying, fitting and fixing bib cock or stop cock. ii) Chromium plated Bibcock Long body with wall flange with areator (Equivalent to Code No. 512 & model Tropical / Sumthing special of ESSCO or similar brand) | BI01010001010000000000000515BI0100001345 | 4 | Each | 745.46 |  |  | Excess(+) | 1 | Full Conversion | INR | [40 empty] | 2981.84 | 2981.84 | INR Two Thousand Nine Hundred & Eighty One and Paise Eighty Four Only |  | 0 | 745.46
235 | Supplying, fitting and fixing bib cock or stop cock. (ii) Chromium plated Concealed Stop Cock (Equivalent to Code No. 514(A) & Model - Tropical / Sumthing Special of ESSCO or similar brand). | BI01010001010000000000000515BI0100001346 | 84 | each | 762.43 |  |  | Excess(+) | 1 | Full Conversion | INR | [40 empty] | 64044.12 | 64044.12 | INR Sixty Four Thousand &Forty Four and Paise Twelve Only |  | 0 | 762.43
236 | Supplying, fitting and fixing bib cock or stop cock. i) Chromium plated Angular Stop Cock with wall flange (Equivalent to Code No. 5053 & model Florentine of Jaquar or similar brand) | BI01010001010000000000000515BI0100001347 | 168 | Each | 921.93 |  |  | Excess(+) | 1 | Full Conversion | INR | [40 empty] | 154884.24 | 154884.24 | INR One Lakh Fifty Four Thousand Eight Hundred & Eighty Four and Paise Twenty Four Only |  | 0 | 921.93
237 | Supplying, fitting and fixing bib cock or stop cock. (ii) CP 2-way bib Cock - 15 mm, supplied, fitted and fixed. (Code No.5041 & Model - FLORENTINE of JAQUAR or similar brand). | BI01010001010000000000000515BI0100001348 | 84 | Each | 1435.49 |  |  | Excess(+) | 1 | Full Conversion | INR | [40 empty] | 120581.16 | 120581.16 | INR One Lakh Twenty Thousand Five Hundred & Eighty One and Paise Sixteen Only |  | 0 | 1435.49
238 | Supplying, fitting and fixing shower of approved brand and make. (f) Hand Shower(Health Faucet) with 1mtr Fexible Tube with Wall Hook(Equivalent to Code No.573 & Model -ALLIED of Jaquar or similar). | BI01010001010000000000000515BI0100001349 | 84 | Each | 1415.13 |  |  | Excess(+) | 1 | Full Conversion | INR | [40 empty] | 118870.92 | 118870.92 | INR One Lakh Eighteen Thousand Eight Hundred & Seventy and Paise Ninety Two Only |  | 0 | 1415.13
239 | Supply, Fitting & Fixing of 32 mm PVC Waste Nozzle with jamnut, full thread or half thread complete. | BI01010001010000000000000515BI0100001350 | 84 | Each | 54.3 |  |  | Excess(+) | 1 | Full Conversion | INR | [40 empty] | 4561.2 | 4561.2 | INR Four Thousand Five Hundred & Sixty One and Paise Twenty Only |  | 0 | 54.3
240 | Supplying, fitting & fixing 10 litre porcelain low down cistern of approved make with either side or bottom inlet, side overflow, brackets complete with all internal PVC fittings. White | BI01010001010000000000000515BI0100001351 | 84 | Each | 2598.37 |  |  | Excess(+) | 1 | Full Conversion | INR | [40 empty] | 218263.08 | 218263.08 | INR Two Lakh Eighteen Thousand Two Hundred & Sixty Three and Paise Eight Only |  | 0 | 2598.37
241 | Supplying PVC Water Storage Tank of approved quality with closed top with Lid (Black)- Multilayer 2000 litre capacity (Upto 6th Storey from G.L.) | BI01010001010000000000000515BI0100001352 | 12 | Each | 11802.94 |  |  | Excess(+) | 1 | Full Conversion | INR | [40 empty] | 141635.28 | 141635.28 | INR One Lakh Forty One Thousand Six Hundred & Thirty Five and Paise Twenty Eight Only |  | 0 | 11802.94
242 | Labour for hoisting plastic water storage tank. (ii) Above 1500 litre upto 5000 litre capacity. | BI01010001010000000000000515BI0100001353 | 12 | Each | 581.44 |  |  | Excess(+) | 1 | Full Conversion | INR | [40 empty] | 6977.28 | 6977.28 | INR Six Thousand Nine Hundred & Seventy Seven and Paise Twenty Eight Only |  | 0 | 581.44
243 | Wash basin vitreous china of approved make (without fittings) bsupplied,fitted and fixed in position on 75mm X 75 mm X 75 mm wood blocks and C.I. brackets including two coats of painting of C.I. brackets. 550 mm x 400 mm | BI01010001010000000000000515BI0100001354 | 84 | Each | 1564.45 |  |  | Excess(+) | 1 | Full Conversion | INR | [40 empty] | 131413.8 | 131413.8 | INR One Lakh Thirty One Thousand Four Hundred & Thirteen and Paise Eighty Only |  | 0 | 1564.45
244 | Supplying, fitting and fixing pedestal of approved make for wash basin (white) | BI01010001010000000000000515BI0100001355 | 84 | Each | 1693.41 |  |  | Excess(+) | 1 | Full Conversion | INR | [40 empty] | 142246.44 | 142246.44 | INR One Lakh Forty Two Thousand Two Hundred & Forty Six and Paise Forty Four Only |  | 0 | 1693.41
245 | Supplying, fitting and fixing stainless steel sink complete with waste fittings and two coats of painting of C.I. Brackets. (ii) 630 mm X 550 mm X 180 mm | BI01010001010000000000000515BI0100001356 | 2 | Each | 4284.99 |  |  | Excess(+) | 1 | Full Conversion | INR | [40 empty] | 8569.98 | 8569.98 | INR Eight Thousand Five Hundred & Sixty Nine and Paise Ninety Eight Only |  | 0 | 4284.99
246 | Supplying, fitting and fixing pillar cock of approved make. c) CP Pillar Cock - 15 mm. (Code No. 5011 & Model - FLORENTINE of JAQUAR or equivalent). | BI01010001010000000000000515BI0100001357 | 84 | Each | 969.44 |  |  | Excess(+) | 1 | Full Conversion | INR | [40 empty] | 81432.96 | 81432.96 | INR Eighty One Thousand Four Hundred & Thirty Two and Paise Ninety Six Only |  | 0 | 969.44
247 | Supplying, fitting & fixing approved brand PVC Connector white flexible, with both ends coupling with heavy brass CP nut, 15 mm dia. (v) 900 mm long | BI01010001010000000000000515BI0100001358 | 84 | Each | 166.29 |  |  | Excess(+) | 1 | Full Conversion | INR | [40 empty] | 13968.36 | 13968.36 | INR Thirteen Thousand Nine Hundred & Sixty Eight and Paise Thirty Six Only |  | 0 | 166.29
248 | Supplying, fittings & fixing approved brand 32mm dia PVC Waste pipe with PVC Coupling at one end fitted with necessary clamps.1050 mm long | BI01010001010000000000000515BI0100001359 | 2 | Each | 102.94 |  |  | Excess(+) | 1 | Full Conversion | INR | [40 empty] | 205.88 | 205.88 | INR Two Hundred & Five and Paise Eighty Eight Only |  | 0 | 102.94
249 | Supply of UPVC pipes (B Type) & fittings conforming to IS-13592-1992 (A) (i) Single Socketed 3 Meter Length (b) 110 mm | BI01010001010000000000000515BI0100001360 | 366.8 | Metre | 330.31 |  |  | Excess(+) | 1 | Full Conversion | INR | [40 empty] | 121157.71 | 121157.71 | INR One Lakh Twenty One Thousand One Hundred & Fifty Seven and Paise Seventy One Only |  | 0 | 330.31
250 | Supply of UPVC pipes (B Type) & fittings conforming to IS-13592-1992 (A) (i) Single Socketed 3 Meter Length (c) 160 mm | BI01010001010000000000000515BI0100001361 | 158.4 | Metre | 617.64 |  |  | Excess(+) | 1 | Full Conversion | INR | [40 empty] | 97834.18 | 97834.18 | INR Ninety Seven Thousand Eight Hundred & Thirty Four and Paise Eighteen Only |  | 0 | 617.64
251 | Supply of UPVC pipes (B Type) & fittings conforming to IS-13592-1992 (iii) Door Tee (b) 110 mm | BI01010001010000000000000515BI0100001362 | 24 | Each | 220.58 |  |  | Excess(+) | 1 | Full Conversion | INR | [40 empty] | 5293.92 | 5293.92 | INR Five Thousand Two Hundred & Ninety Three and Paise Ninety Two Only |  | 0 | 220.58
252 | Supply of UPVC pipes (B Type) & fittings conforming to IS-13592-1992 (iii) Door Tee (c) 160 mm | BI01010001010000000000000515BI0100001363 | 24 | Each | 581.44 |  |  | Excess(+) | 1 | Full Conversion | INR | [40 empty] | 13954.56 | 13954.56 | INR Thirteen Thousand Nine Hundred & Fifty Four and Paise Fifty Six Only |  | 0 | 581.44
253 | Supply of UPVC pipes (B Type) & fittings conforming to IS-13592-1992 Door Bend (T.S.) (b) 110 mm | BI01010001010000000000000515BI0100001364 | 12 | Each | 166.29 |  |  | Excess(+) | 1 | Full Conversion | INR | [40 empty] | 1995.48 | 1995.48 | INR One Thousand Nine Hundred & Ninety Five and Paise Forty Eight Only |  | 0 | 166.29
254 | Supply of UPVC pipes (B Type) & fittings conforming to IS-13592-1992 Door Bend (T.S.) (c) 160 mm | BI01010001010000000000000515BI0100001365 | 12 | Each | 417.41 |  |  | Excess(+) | 1 | Full Conversion | INR | [40 empty] | 5008.92 | 5008.92 | INR Five Thousand &Eight and Paise Ninety Two Only |  | 0 | 417.41
255 | Supply of UPVC pipes (B Type) & fittings conforming to IS-13592-1992 xv) Vent Cowl (b) 110 mm | BI01010001010000000000000515BI0100001366 | 12 | Each | 37.33 |  |  | Excess(+) | 1 | Full Conversion | INR | [40 empty] | 447.96 | 447.96 | INR Four Hundred & Forty Seven and Paise Ninety Six Only |  | 0 | 37.33
256 | Supply of UPVC pipes (B Type) & fittings conforming to IS-13592-1992 xv) Vent Cowl (c) 160 mm | BI01010001010000000000000515BI0100001367 | 12 | Each | 64.48 |  |  | Excess(+) | 1 | Full Conversion | INR | [40 empty] | 773.76 | 773.76 | INR Seven Hundred & Seventy Three and Paise Seventy Six Only |  | 0 | 64.48
257 | Supply of UPVC pipes (B Type) & fittings conforming to IS-13592-1992 v) Plain Y 160mm | BI01010001010000000000000515BI0100001368 | 24 | Each | 659.49 |  |  | Excess(+) | 1 | Full Conversion | INR | [40 empty] | 15827.76 | 15827.76 | INR Fifteen Thousand Eight Hundred & Twenty Seven and Paise Seventy Six Only |  | 0 | 659.49
258 | Supply of UPVC pipes (B Type) & fittings conforming to IS-13592-1992 Door Y (LH) & (RH) 110mm | BI01010001010000000000000515BI0100001369 | 24 | Each | 312.21 |  |  | Excess(+) | 1 | Full Conversion | INR | [40 empty] | 7493.04 | 7493.04 | INR Seven Thousand Four Hundred & Ninety Three and Paise Four Only |  | 0 | 312.21
259 | Supplying, fitting and fixing PVC pipes of approved make of Schedule 80 (medium duty) conforming to ASTMD - 1785 and threaded to match with GI Pipes as per IS : 1239 (Part - I). with all necessary accessories, specials viz. socket, bend, tee, union, cross, elbo, nipple, longscrew, reducing socket, reducing tee, short piece etc. fitted with holder bats clamps, including cutting pipes, making threads,fitting, fixing etc. complete in all respect including cost of all necessary fittings as required,jointing materials and two coats of painting with approved paint in any position above ground. (Payment will be made on the centre line measurements of total pipe line including all specials. No separate payment will be made for accesories, specials. Payment for painting will be made seperately) (a) For Exposed Work PVC Pipes, (Dia) 150mm | BI01010001010000000000000515BI0100001370 | 50 | mtr | 2063.31 |  |  | Excess(+) | 1 | Full Conversion | INR | [40 empty] | 103165.5 | 103165.5 | INR One Lakh Three Thousand One Hundred & Sixty Five and Paise Fifty Only |  | 0 | 2063.31
260 | Labour for fitting and fixing U.P.V.C. pipes for above ground work including cost of jointing materials etc. fitting and fixing all necessary specials, cutting pipes, cutting holes in walls or R.C. floor where necessary and mending good all damages excluding the cost of masonry or concrete work, if necessary, but including the cost and fitting and fixing holder bat clamps (any floor) or for underground work including cutting trenches upto 1.5 metre and refilling the same complete as per direction of the Engineer-in-charge. (Payment will be made on centre line measurement of the total pipeline including specials. (A)Above ground (ii) 110 mm dia. | BI01010001010000000000000515BI0100001371 | 366.8 | metre | 64.48 |  |  | Excess(+) | 1 | Full Conversion | INR | [40 empty] | 23651.26 | 23651.26 | INR Twenty Three Thousand Six Hundred & Fifty One and Paise Twenty Six Only |  | 0 | 64.48
261 | Labour for fitting and fixing U.P.V.C. pipes for above ground work including cost of jointing materials etc. fitting and fixing all necessary specials, cutting pipes, cutting holes in walls or R.C. floor where necessary and mending good all damages excluding the cost of masonry or concrete work, if necessary, but including the cost and fitting and fixing holder bat clamps (any floor) or for underground work including cutting trenches upto 1.5 metre and refilling the same complete as per direction of the Engineer-in-charge. (Payment will be made on centre line measurement of the total pipeline including specials. (A)Above ground (iii) 160 mm dia. | BI01010001010000000000000515BI0100001372 | 158.4 | metre | 74.66 |  |  | Excess(+) | 1 | Full Conversion | INR | [40 empty] | 11826.14 | 11826.14 | INR Eleven Thousand Eight Hundred & Twenty Six and Paise Fourteen Only |  | 0 | 74.66
262 | Supplying, fitting and fixing C.I round grating. 100 mm | BI01010001010000000000000515BI0100001373 | 84 | Each | 70.13 |  |  | Excess(+) | 1 | Full Conversion | INR | [40 empty] | 5890.92 | 5890.92 | INR Five Thousand Eight Hundred & Ninety and Paise Ninety Two Only |  | 0 | 70.13
263 | Supplying, fitting and fixing C.I round grating. 150 mm | BI01010001010000000000000515BI0100001374 | 84 | Each | 96.15 |  |  | Excess(+) | 1 | Full Conversion | INR | [40 empty] | 8076.6 | 8076.6 | INR Eight Thousand &Seventy Six and Paise Sixty Only |  | 0 | 96.15
264 | Supplying, fitting and fixing E.W.C. in white glazed vitreous chinaware of approved make complete in position with necessary bolts, nuts etc. (a) With 'P' trap | BI01010001010000000000000515BI0100001375 | 75 | Each | 1607.44 |  |  | Excess(+) | 1 | Full Conversion | INR | [40 empty] | 120558 | 120558 | INR One Lakh Twenty Thousand Five Hundred & Fifty Eight Only |  | 0 | 1607.44
265 | Supplying, fitting and fixing Anglo-Indian W.C. in white glazed vitreous china ware of approved make complete in position with necessary bolts, nuts etc. (a) With 'P' trap (with vent) | BI01010001010000000000000515BI0100001376 | 5 | Each | 3511.24 |  |  | Excess(+) | 1 | Full Conversion | INR | [40 empty] | 17556.2 | 17556.2 | INR Seventeen Thousand Five Hundred & Fifty Six and Paise Twenty Only |  | 0 | 3511.24
266 | Supplying, fitting & fixing best quality Indian make Mirror 5.5mm thick with silvering as per IS specifications supported on fibre glass frame of any colour, frame size 550mm x 400mm. | BI01010001010000000000000515BI0100001377 | 84 | Each | 693.43 |  |  | Excess(+) | 1 | Full Conversion | INR | [40 empty] | 58248.12 | 58248.12 | INR Fifty Eight Thousand Two Hundred & Forty Eight and Paise Twelve Only |  | 0 | 693.43
267 | Supplying, fitting & fixing Towel Rail with two brackets. CP over Brass 25 mm dia & 750 mm long | BI01010001010000000000000515BI0100001378 | 84 | Each | 537.32 |  |  | Excess(+) | 1 | Full Conversion | INR | [40 empty] | 45134.88 | 45134.88 | INR Forty Five Thousand One Hundred & Thirty Four and Paise Eighty Eight Only |  | 0 | 537.32
268 | Supplying, fitting and fixing glass shelf with aluminium guard rails. (a) Ordinary type with 5.5 mm sheet glass. 600 mm X 125 mm | BI01010001010000000000000515BI0100001379 | 84 | Each | 542.98 |  |  | Excess(+) | 1 | Full Conversion | INR | [40 empty] | 45610.32 | 45610.32 | INR Forty Five Thousand Six Hundred & Ten and Paise Thirty Two Only |  | 0 | 542.98
269 | Constructing Inspection Pit of inside measurement 600mm x600mm x600mm (depth) with 250 mm thick 1st class brick work in cement mortar (1:4) on all sides, bottom of the pit consisting of 100 mm thick cement concrete (1:3:6) with stone chips over a layer of jhama brick flat soling, 15 mm thick cement pluster (1:4) to inside wall & out side wall up to GL & 20 mm thick (1:4) plaster to bottom of pit, providing necessary invert with cement concrete(1:3:6) with ston chips as per direction, neat cement finishing to entair internal surface, top of the pit cover 100 mm thick RCC slab (1:1.5:3) with stone chips & necessary reinforcement upto 1% & shuttering including 6 mm thick plaster (1:4) in all external surface of the slab & one 560mm dia RCC manhole cover of approved make supplied, fitted & fixed in the slab with necessary fittings, necessary earthwork in excavation in all sorts of soil, filling side of pit with earth & removing spoils after work complete in all respect with all cost of labours & materils. With Pakur varity (SAIL/TATA/RINL) | BI01010001010000000000000515BI0100001380 | 20 | Each | 8504.36 |  |  | Excess(+) | 1 | Full Conversion | INR | [40 empty] | 170087.2 | 170087.2 | INR One Lakh Seventy Thousand &Eighty Seven and Paise Twenty Only |  | 0 | 8504.36
270 | Extra for each additional depth of 150mm or part thereof beyond initial 600 mm depth | BI01010001010000000000000515BI0100001381 | 20 | Each | 1713.77 |  |  | Excess(+) | 1 | Full Conversion | INR | [40 empty] | 34275.4 | 34275.4 | INR Thirty Four Thousand Two Hundred & Seventy Five and Paise Forty Only |  | 0 | 1713.77
271 | Construction of septic tank of different capacities as per approved drawing with 1st class brick work in cement mortar (1:4) including two 560 mm dia. R.C.C. manhole cover(heavy type)of approved make supplied, fitted and fixed in the 100mm thick R.C.C (1:1.5:3) top slab with necessary fittings, 20mm thick cement plaster (4 : 1) with neat cement finish to the internal surfaces and 15 mm thick cement plaster (4 : 1) to outside wall upto 200 mm below G.L floor finished with 25 mm thick grey artificial stone over 100 mm thick R.C.C(1:1.5:3) bottom slab including supplying, fitting and fixing all necessry specials, fittings, S.W. tees, C.I. foot rest etc. including excavation earth in all sorts of soil, shoring, bailing out and pumping out water as necessary, ramming, dressing the bed and fefilling the sides of the tanks with earth, removing spoils, filling up the chamber with clear water, removing foreign materials from the chamber and including constructing attached inspection pit as per approved drawing and connecting all necessary pipes, joints etc. with internal plaster work and artificial stone flooring is to be done with admixture of water proofing compound @ 0.5% by weight of cement with all costs of labour and materials. Note:- (i) Finished level of Septic Tank should be 400 mm. from Ground Level. (ii) Height of 50 mm. Ventilation pipe &Mosquito proof mesh, should be follwed as per IS:2470,Part- I.Payment will be made separetly on the basis of actual height based on relevant I.S.Code. (v) For 100 users A) With Pakur variety. (SAIL/TATA/RINL) | BI01010001010000000000000515BI0100001382 | 2 | Each | 134012.13 |  |  | Excess(+) | 1 | Full Conversion | INR | [40 empty] | 268024.26 | 268024.26 | INR Two Lakh Sixty Eight Thousand &Twenty Four and Paise Twenty Six Only |  | 0 | 134012.13
272 | Supplying & laying Double Wall Corrugated (with external annular corrugation and smooth internal walls) High Density Polyethelene Pipes conforming to IS 16098 (Part-II):2013 having Stiffness Class of SN 8 with Ring Stiffness not less than 8.00 KN/Sqm. and Impact Resistance TIR value not more than 10% including necessary jointing materials for nonpressure underground Drainage, Sewerage & Cross drainage application. (vii) 600mm internal dia. | BI01010001010000000000000515BI0100001383 | 60 | metre | 5196.73 |  |  | Excess(+) | 1 | Full Conversion | INR | [40 empty] | 311803.8 | 311803.8 | INR Three Lakh Eleven Thousand Eight Hundred & Three and Paise Eighty Only |  | 0 | 5196.73
273 | Supplying & laying Double Wall Corrugated (with external annular corrugation and smooth internal walls) High Density Polyethelene Pipes conforming to IS 16098 (Part-II):2013 having Stiffness Class of SN 8 with Ring Stiffness not less than 8.00 KN/Sqm. and Impact Resistance TIR value not more than 10% including necessary jointing materials for nonpressure underground Drainage, Sewerage & Cross drainage application. (vii) 300mm internal dia. | BI01010001010000000000000515BI0100001384 | 60 | metre | 1525.99 |  |  | Excess(+) | 1 | Full Conversion | INR | [40 empty] | 91559.4 | 91559.4 | INR Ninety One Thousand Five Hundred & Fifty Nine and Paise Forty Only |  | 0 | 1525.99
274 | Electrical Works S & F 415V 630A TPN Switch fuse Unit with SS enclosure on Angle frame (make L & T, type FN 630 TPN, CAT N. sk 90492) on wall with nuts bolts etc. incl. S & F 3 nos DIN type HRC fuse. | BI01010001010000000000000515BI0100001385 | 2 | nos. | 36717.62 |  |  | Excess(+) | 1 | Full Conversion | INR | [40 empty] | 73435.24 | 73435.24 | INR Seventy Three Thousand Four Hundred & Thirty Five and Paise Twenty Four Only |  | 0 | 36717.62
275 | S&F 415V 12way sub-main distribution board (SMDB, make LT, cat no. DA62D1124CZZ0) comprising with 1No 415V 630A 25 kA 4P MCCB (Cat No. CM9400600T1OG) as incomer and 2NOS 200A 3P MCCB, 6 Nos 415V 160A 25 kA 3P MCCB and 4 Nos 415V 63A 25 kA 3P MCCB as out going including S&F cable entry box for bottom only. | BI01010001010000000000000515BI0100001386 | 2 | nos | 206053.74 |  |  | Excess(+) | 1 | Full Conversion | INR | [40 empty] | 412107.48 | 412107.48 | INR Four Lakh Twelve Thousand One Hundred & Seven and Paise Forty Eight Only |  | 0 | 206053.74
276 | Laying of the following XLPE Al armoured cable incl. 2/1 x 10 SWG G.I. Earth continuity conductor recessed in wall & mending good the damages to original finish:- (F-2, /1(a), (c) a) 3.5 x 240 sq mm | BI01010001010000000000000515BI0100001387 | 290 | mtr | 211.53 |  |  | Excess(+) | 1 | Full Conversion | INR | [40 empty] | 61343.7 | 61343.7 | INR Sixty One Thousand Three Hundred & Forty Three and Paise Seventy Only |  | 0 | 211.53
277 | Laying of the following XLPE Al armoured cable incl. 2/1 x 10 SWG G.I. Earth continuity conductor recessed in wall & mending good the damages to original finish:- (F-2, /1(a), (c) b) 2core 6sq. mm | BI01010001010000000000000515BI0100001388 | 200 | mtr | 183.25 |  |  | Excess(+) | 1 | Full Conversion | INR | [40 empty] | 36650 | 36650 | INR Thirty Six Thousand Six Hundred & Fifty Only |  | 0 | 183.25
278 | Laying of the following XLPE Al armoured cable incl. 2/1 x 10 SWG G.I. Earth continuity conductor recessed in wall & mending good the damages to original finish:- (F-3, /5) b) 3.5 x 95 sq mm | BI01010001010000000000000515BI0100001389 | 395 | mtr | 179.86 |  |  | Excess(+) | 1 | Full Conversion | INR | [40 empty] | 71044.7 | 71044.7 | INR Seventy One Thousand &Forty Four and Paise Seventy Only |  | 0 | 179.86
279 | Laying of the following XLPE Al armoured cable incl. 2/1 x 10 SWG G.I. Earth continuity conductor recessed in wall & mending good the damages to original finish:- (F-3, /5) c) 3.5 x 35 sq mm | BI01010001010000000000000515BI0100001390 | 500 | mtr | 143.66 |  |  | Excess(+) | 1 | Full Conversion | INR | [40 empty] | 71830 | 71830 | INR Seventy One Thousand Eight Hundred & Thirty Only |  | 0 | 143.66
280 | Laying of the following XLPE Al armoured cable incl. 2/1 x 10 SWG G.I. Earth continuity conductor recessed in wall & mending good the damages to original finish:- (F-3, /5) d) 4 x 25 sq mm | BI01010001010000000000000515BI0100001391 | 62 | mtr. | 143.66 |  |  | Excess(+) | 1 | Full Conversion | INR | [40 empty] | 8906.92 | 8906.92 | INR Eight Thousand Nine Hundred & Six and Paise Ninety Two Only |  | 0 | 143.66
281 | Laying of the following XLPE Al armoured cable incl. 2/1 x 10 SWG G.I. Earth continuity conductor recessed in wall & mending good the damages to original finish:- (F-3, /5) e)2core 10sq. mm | BI01010001010000000000000515BI0100001392 | 615 | mtr | 143.66 |  |  | Excess(+) | 1 | Full Conversion | INR | [40 empty] | 88350.9 | 88350.9 | INR Eighty Eight Thousand Three Hundred & Fifty and Paise Ninety Only |  | 0 | 143.66
282 | Laying of the following XLPE Al armoured cable incl. 2/1 x 10 SWG G.I. Earth continuity conductor recessed in wall & mending good the damages to original finish:- (F-3, /5) f) 2core 6sq. mm | BI01010001010000000000000515BI0100001393 | 837 | mtr. | 143.66 |  |  | Excess(+) | 1 | Full Conversion | INR | [40 empty] | 120243.42 | 120243.42 | INR One Lakh Twenty Thousand Two Hundred & Forty Three and Paise Forty Two Only |  | 0 | 143.66
283 | S & F compression type cable gland complete with brass gland, brass ring, rubber ring for dust & moisture proof entry of PVC armoured cable & finishing end of the same as per GS for the a) 3.5 x 240 sq mm | BI01010001010000000000000515BI0100001394 | 3 | set | 1290.7 |  |  | Excess(+) | 1 | Full Conversion | INR | [40 empty] | 3872.1 | 3872.1 | INR Three Thousand Eight Hundred & Seventy Two and Paise Ten Only |  | 0 | 1290.7
284 | S & F compression type cable gland complete with brass gland, brass ring, rubber ring for dust & moisture proof entry of PVC armoured cable & finishing end of the same as per GS for the b) 3.5 x 95 sq mm | BI01010001010000000000000515BI0100001395 | 10 | set | 660.62 |  |  | Excess(+) | 1 | Full Conversion | INR | [40 empty] | 6606.2 | 6606.2 | INR Six Thousand Six Hundred & Six and Paise Twenty Only |  | 0 | 660.62
285 | S & F compression type cable gland complete with brass gland, brass ring, rubber ring for dust & moisture proof entry of PVC armoured cable & finishing end of the same as per GS for the c) 3.5 core 35 sqmm PVC/A cable | BI01010001010000000000000515BI0100001396 | 30 | set | 361.98 |  |  | Excess(+) | 1 | Full Conversion | INR | [40 empty] | 10859.4 | 10859.4 | INR Ten Thousand Eight Hundred & Fifty Nine and Paise Forty Only |  | 0 | 361.98
286 | S & F compression type cable gland complete with brass gland, brass ring, rubber ring for dust & moisture proof entry of PVC armoured cable & finishing end of the same as per GS for the d) 3.5 core 25 sqmm PVC/A cable | BI01010001010000000000000515BI0100001397 | 12 | set | 313.34 |  |  | Excess(+) | 1 | Full Conversion | INR | [40 empty] | 3760.08 | 3760.08 | INR Three Thousand Seven Hundred & Sixty and Paise Eight Only |  | 0 | 313.34
287 | S & F compression type cable gland complete with brass gland, brass ring, rubber ring for dust & moisture proof entry of PVC armoured cable & finishing end of the same as per GS for the e) 2 core 10 sqmm PVC/A cable | BI01010001010000000000000515BI0100001398 | 40 | set | 168.55 |  |  | Excess(+) | 1 | Full Conversion | INR | [40 empty] | 6742 | 6742 | INR Six Thousand Seven Hundred & Forty Two Only |  | 0 | 168.55
288 | S & F compression type cable gland complete with brass gland, brass ring, rubber ring for dust & moisture proof entry of PVC armoured cable & finishing end of the same as per GS for the f) 2 core 6 sqmm PVC/A cable | BI01010001010000000000000515BI0100001399 | 16 | set | 113.12 |  |  | Excess(+) | 1 | Full Conversion | INR | [40 empty] | 1809.92 | 1809.92 | INR One Thousand Eight Hundred & Nine and Paise Ninety Two Only |  | 0 | 113.12
289 | S S&F 415v,3 phase 6 way Vertical double door TPNMCBDB for MCCB incomer with IP-42/43 protection having following accessories incl. din rail ,neutral & earth bar etc.as required fixed on wall on angle iron frame and making earthing connection as per G.S.( Make- Legrand) (a)415V,160A Four pole MCCB (Legrand)-1 nos (b)415V,63A TP MCB(Legrand) -6nos. | BI01010001010000000000000515BI0100001400 | 6 | set | 32843.26 |  |  | Excess(+) | 1 | Full Conversion | INR | [40 empty] | 197059.56 | 197059.56 | INR One Lakh Ninety Seven Thousand &Fifty Nine and Paise Fifty Six Only |  | 0 | 32843.26
290 | S S&F 415v,3 phase 4 way Vertical double door TPNMCBDB for MCCB incomer with IP-42/43 protection having following accessories incl. din rail ,neutral & earth bar etc.as required fixed on wall on angle iron frame and making earthing connection as per G.S.( Make- Legrand) (a)415V,10A Four pole MCB (Legrand)-1 nos (b)415V,63A TP MCB(Legrand) -4nos. | BI01010001010000000000000515BI0100001401 | 2 | set | 19965.68 |  |  | Excess(+) | 1 | Full Conversion | INR | [40 empty] | 39931.36 | 39931.36 | INR Thirty Nine Thousand Nine Hundred & Thirty One and Paise Thirty Six Only |  | 0 | 19965.68
291 | S & F 415V 16-32 Amp per way 4 way TPN MCBDB with SS enclosure double door with IP 42/43 protection with 4 pool 63 Amp MCB as incomer and C curve 10KA SPMCB’s as outgoing concealed in wall after wall cutting and mending good the damages to original finish including interconnection with suitable six=ze of Cu wire neutral link and earthing attachment. 6 way Enclosure (607715), 63A FP Isolator, 12 no. SPMCB (Make Legrand). | BI01010001010000000000000515BI0100001402 | 21 | Nos | 6760.05 |  |  | Excess(+) | 1 | Full Conversion | INR | [40 empty] | 141961.05 | 141961.05 | INR One Lakh Forty One Thousand Nine Hundred & Sixty One and Paise Five Only |  | 0 | 6760.05
292 | S & F 415V 6-10A perway (2+12way) SPN MCBDB with SS enclosure double door with IP 42/43 protection with 2 pole 63 Amp isolator as incomer & 12nos SPMCB C curve 10KA SPMCB’s as outgoing concealed in wall after wall cutting & mending good the damages to original finish including interconnection with suitable size of Cu wire neutral link & earthing attachment (Make Legrand). | BI01010001010000000000000515BI0100001403 | 10 | set | 5087.01 |  |  | Excess(+) | 1 | Full Conversion | INR | [40 empty] | 50870.1 | 50870.1 | INR Fifty Thousand Eight Hundred & Seventy and Paise Ten Only |  | 0 | 5087.01
293 | S & F 415V 6-10A perway (2+8 way) SPN MCBDB with SS enclosure double door with IP 42/43 protection with 2 pole 40 Amp isolator as incomer & 8 nos SPMCB C curve 10KA SPMCB’s as outgoing concealed in wall after wall cutting & mending good the damages to original finish including interconnection with suitable size of Cu wire neutral link & earthing attachment (Make Legrand). | BI01010001010000000000000515BI0100001404 | 25 | nos | 4011.24 |  |  | Excess(+) | 1 | Full Conversion | INR | [40 empty] | 100281 | 100281 | INR One Lakh Two Hundred & Eighty One Only |  | 0 | 4011.24
294 | Distn. Wiring in 1.1 KV 2X1.5+1X1.5 sq. mm single core PVC insulated FR conductor (Finolex Make) in 19 mm bore 3 mm thick polythene pipe complete with all accessories embedded in wall to light/fan/call bell/exhaust fan points with Modular type switch (Brand approved by EIC) fixed on Modular GI switch board with top cover plate flushed in wall after wall cutting with mending good the damages to original finish (Av. Run 8mtr). | BI01010001010000000000000515BI0100001405 | 866 | pts | 1236.4 |  |  | Excess(+) | 1 | Full Conversion | INR | [40 empty] | 1070722.4 | 1070722.4 | INR Ten Lakh Seventy Thousand Seven Hundred & Twenty Two and Paise Forty Only |  | 0 | 1236.4
295 | –Do- -Do- to 240V 6A 5 pin flush type plug point incl. S&F 240v 6A 3pin Modular type plug socket & Modular type switch (Make approved by EIC) incl. S&F earth continuity wire, fixed on 4 Module GI switch board with 3/4 Module top cover plate flushed in wall incl. mending good damages to original finish. a) On board. | BI01010001010000000000000515BI0100001406 | 93 | pts. | 281.67 |  |  | Excess(+) | 1 | Full Conversion | INR | [40 empty] | 26195.31 | 26195.31 | INR Twenty Six Thousand One Hundred & Ninety Five and Paise Thirty One Only |  | 0 | 281.67
296 | Distn. Wiring in 22/0.3 (1.5 sqmm) single core stranded ‘FR’ PVC insulated & unshealthed single core stranded copper wire (approved make) in 19 mm bore, 3 mm thick polythen pipe complete with all accessories embedded in wall to 250V 6A 3 Pin Modular type plug point incl. S & F 250V 6A 5 pin Modular type plug socket – 2nos & Modular type switch – 2 nos. (Legrand Make) incl. S & F earth continuty wire, fixed on 8 Module G.I. switch board with Module top cover plate on wall incl. necy. connection making earthing attachment, painting and mending good damages to original finish, Average run 4.5mtr. | BI01010001010000000000000515BI0100001407 | 133 | nos | 1430.97 |  |  | Excess(+) | 1 | Full Conversion | INR | [40 empty] | 190319.01 | 190319.01 | INR One Lakh Ninety Thousand Three Hundred & Nineteen and Paise One Only |  | 0 | 1430.97
297 | Supply & fixing computer plug board modular type of 12 module GI box with cover plate recessed in wall comprising with the following (Legrand/Cabtree) a) 6/16A socket & 16A switch --1 set b) 6A socket & 6A switch --3 sets | BI01010001010000000000000515BI0100001408 | 84 | set | 1594.99 |  |  | Excess(+) | 1 | Full Conversion | INR | [40 empty] | 133979.16 | 133979.16 | INR One Lakh Thirty Three Thousand Nine Hundred & Seventy Nine and Paise Sixteen Only |  | 0 | 1594.99
298 | Supply & Fixing 240 V, 25 A, Modular type AC m/c starter (Cabtree/Noth-West) 4 Module GI Modular type switch board with 4 Module top cover plate flushed in wall incl. S&F switch board and cover plate and making necy. connections with PVC Cu wire and earth continuity wire .(For AC m/c) | BI01010001010000000000000515BI0100001409 | 70 | set | 642.52 |  |  | Excess(+) | 1 | Full Conversion | INR | [40 empty] | 44976.4 | 44976.4 | INR Forty Four Thousand Nine Hundred & Seventy Six and Paise Forty Only |  | 0 | 642.52
299 | Supply & Fixing 240 V, 16 A, 3 pin Modular type plug socket (Crabtree) with 16A Modular type switch, without plug top on 4 Module GI Modular type switch board with top cover plate flushed in wall incl. S&F switch board and cover plate and making necy. connections with PVC Cu wire and earth continuity wire etc. | BI01010001010000000000000515BI0100001410 | 82 | set | 515.83 |  |  | Excess(+) | 1 | Full Conversion | INR | [40 empty] | 42298.06 | 42298.06 | INR Forty Two Thousand Two Hundred & Ninety Eight and Paise Six Only |  | 0 | 515.83
300 | S & drawing different size copper wire partly in polythine pipe embedded in wall & partly in rigid conduit pipe on wall for different power plug & A.C. points etc. a) 4x16 sqmm & 2x10 sqmm (VTPN to TPN ). | BI01010001010000000000000515BI0100001411 | 445 | mtr | 986.41 |  |  | Excess(+) | 1 | Full Conversion | INR | [40 empty] | 438952.45 | 438952.45 | INR Four Lakh Thirty Eight Thousand Nine Hundred & Fifty Two and Paise Forty Five Only |  | 0 | 986.41
301 | S & drawing different size copper wire partly in polythine pipe embedded in wall & partly in rigid conduit pipe on wall for different power plug & A.C. points etc. a) 2x6 sqmm & 1x 4 sqmm (for TPN to SPN.) | BI01010001010000000000000515BI0100001412 | 678 | mtr | 244.34 |  |  | Excess(+) | 1 | Full Conversion | INR | [40 empty] | 165662.52 | 165662.52 | INR One Lakh Sixty Five Thousand Six Hundred & Sixty Two and Paise Fifty Two Only |  | 0 | 244.34
302 | S & drawing different size copper wire partly in polythine pipe embedded in wall & partly in rigid conduit pipe on wall for different power plug & A.C. points etc. b) 2x4 sq.mm & 1x2.5 sq.mm for meter connection. | BI01010001010000000000000515BI0100001413 | 2225 | mtr | 178.73 |  |  | Excess(+) | 1 | Full Conversion | INR | [40 empty] | 397674.25 | 397674.25 | INR Three Lakh Ninety Seven Thousand Six Hundred & Seventy Four and Paise Twenty Five Only |  | 0 | 178.73
303 | S & drawing different size copper wire partly in polythine pipe embedded in wall & partly in rigid conduit pipe on wall for different power plug & A.C. points etc. a) 2x2.5 sqmm & 1x1.5 sqmm (for power plug. | BI01010001010000000000000515BI0100001414 | 2420 | mtr | 144.79 |  |  | Excess(+) | 1 | Full Conversion | INR | [40 empty] | 350391.8 | 350391.8 | INR Three Lakh Fifty Thousand Three Hundred & Ninety One and Paise Eighty Only |  | 0 | 144.79
304 | S & drawing different size copper wire partly in polythine pipe embedded in wall & partly in rigid conduit pipe on wall for different power plug & A.C. points etc. b) 3x1.5 sq.mm for compound leight connection. | BI01010001010000000000000515BI0100001415 | 425 | m | 125.56 |  |  | Excess(+) | 1 | Full Conversion | INR | [40 empty] | 53363 | 53363 | INR Fifty Three Thousand Three Hundred & Sixty Three Only |  | 0 | 125.56
305 | S&F 240V AC/DC superior type Multitune (min 10 nos. tune) Call Bell (Anchor) with selector switch for single/Multi Tunes mode, Battery operated on HW board incl. S&F HW board. | BI01010001010000000000000515BI0100001416 | 52 | nos | 332.57 |  |  | Excess(+) | 1 | Full Conversion | INR | [40 empty] | 17293.64 | 17293.64 | INR Seventeen Thousand Two Hundred & Ninety Three and Paise Sixty Four Only |  | 0 | 332.57
306 | Supplying & Fixing of Box type fan clamp of 150mm dia & 80mm depth made of 16 SWG CRCA sheet with one end duly sealed by cover, properly welded, incl. S&F 12mm dia 600mm long MS rod duly bent at the centre position of rod to grip fan bobbin properly, incl. binding the rod and fan box with reinforcement by 22 SWG steel binding wire, incl. supply & covering the box with alkathene sheet, placed in order to prevent concrete from entering the box. | BI01010001010000000000000515BI0100001417 | 237 | set | 210.4 |  |  | Excess(+) | 1 | Full Conversion | INR | [40 empty] | 49864.8 | 49864.8 | INR Forty Nine Thousand Eight Hundred & Sixty Four and Paise Eighty Only |  | 0 | 210.4
307 | S & F 240wt Modular Socket (2 Module) type fan regulator (Step type) (Brand approved by EIC) on Modular G.I. switch board with top cover plate incl making necy connetion etc.. | BI01010001010000000000000515BI0100001418 | 237 | nos | 437.77 |  |  | Excess(+) | 1 | Full Conversion | INR | [40 empty] | 103751.49 | 103751.49 | INR One Lakh Three Thousand Seven Hundred & Fifty One and Paise Forty Nine Only |  | 0 | 437.77
308 | Fixing the above Tube light fitting suspended 30 cm. Below the ceiling with 2 Nos. 20 mm dia E.I. conduit (14 SWG) support fixed with "L" type clamp fixed on ceiling with fastener & S/F connecting copper wire. | BI01010001010000000000000515BI0100001419 | 243 | nos | 225.11 |  |  | Excess(+) | 1 | Full Conversion | INR | [40 empty] | 54701.73 | 54701.73 | INR Fifty Four Thousand Seven Hundred & One and Paise Seventy Three Only |  | 0 | 225.11
309 | Fixing only single/twin fluorescent light fittings complete with all accessories directly on wall/ceiling/ HW round block and suitable size of MS fastener. | BI01010001010000000000000515BI0100001420 | 140 | nos | 113.12 |  |  | Excess(+) | 1 | Full Conversion | INR | [40 empty] | 15836.8 | 15836.8 | INR Fifteen Thousand Eight Hundred & Thirty Six and Paise Eighty Only |  | 0 | 113.12
310 | S & F GI water proof type looping cable box size 200x 150 x 100 mm deep having 4 mm thick comprising of 1 250V 15A kitkat fuse unit, 1 NL 1 Porcelain insulator, 1 Compression type brush cable gland upto 2 core 16 sq.mm. PVC / Armour Cable having lined with rubber gasketted GI top cover with bruh machine screws etc, earthing terminal with lug on steel tubular pole near base , incl. S & F 40 x 6 mm thick, MS clamps with bolts, nuts etc. incl. painting with anticorrocive paint. | BI01010001010000000000000515BI0100001421 | 24 | do | 596.14 |  |  | Excess(+) | 1 | Full Conversion | INR | [40 empty] | 14307.36 | 14307.36 | INR Fourteen Thousand Three Hundred & Seven and Paise Thirty Six Only |  | 0 | 596.14
311 | Supply & fixing 40mm dia GI (ISI-M) pipe of length 1.20 mtr long KMDA type Arm bracket thouroughly welded with 100mm dia 30 cm long vertical jacket with necy. tie support incl. S/F pole cap & painting as derection of the EIC. | BI01010001010000000000000515BI0100001422 | 24 | do | 1640.24 |  |  | Excess(+) | 1 | Full Conversion | INR | [40 empty] | 39365.76 | 39365.76 | INR Thirty Nine Thousand Three Hundred & Sixty Five and Paise Seventy Six Only |  | 0 | 1640.24
312 | Erection of 9 m ST pole with sole plate in CC foundation (600x600x150mm) thick CC (4:2:1) base block below sole plate with hard jhama metal incl CC (6:3:1) muffing 0.30 m dia 03.0 m above ground level incl making drilled hole on pole for earth bolt & carriage upto 1.6 Km from store to work site in cluding filling up the the exacavated earth pit with shifted soil | BI01010001010000000000000515BI0100001423 | 12 | each | 3503.33 |  |  | Excess(+) | 1 | Full Conversion | INR | [40 empty] | 42039.96 | 42039.96 | INR Forty Two Thousand &Thirty Nine and Paise Ninety Six Only |  | 0 | 3503.33
313 | Painting the 9 m ST pole with two coats of aluminium paint of approved make over one coat of R.O primer incl preparation of surface by sand paper/emery incl cleaning etc. | BI01010001010000000000000515BI0100001424 | 12 | each | 392.53 |  |  | Excess(+) | 1 | Full Conversion | INR | [40 empty] | 4710.36 | 4710.36 | INR Four Thousand Seven Hundred & Ten and Paise Thirty Six Only |  | 0 | 392.53
314 | Earthing the installation by 2” dia G.I.Pipe, 4 SWG G.I.wire,1.5” dia G.I.pipe protection with nut,bolt,washer etc as per GS. | BI01010001010000000000000515BI0100001425 | 18 | do | 1548.61 |  |  | Excess(+) | 1 | Full Conversion | INR | [40 empty] | 27874.98 | 27874.98 | INR Twenty Seven Thousand Eight Hundred & Seventy Four and Paise Ninety Eight Only |  | 0 | 1548.61
315 | Supply & Fixing 240 V, 25 A, 3 pin Modular type plug socket (Brand approved by EIC), without plug top and switch with 2 Module GI Modular type switch board with top cover plate flushed in wall and making necy. connections with PVC Cu wire and earth continuity wire | BI01010001010000000000000515BI0100001426 | 70 | set | 459.27 |  |  | Excess(+) | 1 | Full Conversion | INR | [40 empty] | 32148.9 | 32148.9 | INR Thirty Two Thousand One Hundred & Forty Eight and Paise Ninety Only |  | 0 | 459.27
316 | Supply & Fixing 240 V,16 A, 3 pin Modular type plug top with indicator & necy. Connections.(For AC m/c) | BI01010001010000000000000515BI0100001427 | 70 | set | 165.16 |  |  | Excess(+) | 1 | Full Conversion | INR | [40 empty] | 11561.2 | 11561.2 | INR Eleven Thousand Five Hundred & Sixty One and Paise Twenty Only |  | 0 | 165.16
317 | Supply & Fixing 6 Module flush type with Starter, 25A DP MCB , Plug & top with Indicator (Make North-West). | BI01010001010000000000000515BI0100001428 | 70 | set | 1555.4 |  |  | Excess(+) | 1 | Full Conversion | INR | [40 empty] | 108878 | 108878 | INR One Lakh Eight Thousand Eight Hundred & Seventy Eight Only |  | 0 | 1555.4
318 | S & F of the galvaanized MS flat 25mm x 6mm earth bus bar as per GS. | BI01010001010000000000000515BI0100001429 | 3 | mtr. | 176.47 |  |  | Excess(+) | 1 | Full Conversion | INR | [40 empty] | 529.41 | 529.41 | INR Five Hundred & Twenty Nine and Paise Forty One Only |  | 0 | 176.47
319 | Supply & fixing GI (Hot Dip) strips 20 mm x 3 mm thick for horizontal run on the Parapet/Roof/ Wall with GI Saddles 1100 mm apart incl. mending good the damages to building works | BI01010001010000000000000515BI0100001430 | 695 | mtr | 70.13 |  |  | Excess(+) | 1 | Full Conversion | INR | [40 empty] | 48740.35 | 48740.35 | INR Forty Eight Thousand Seven Hundred & Forty and Paise Thirty Five Only |  | 0 | 70.13
320 | Supply & fixing of GI (Hot Dip) strips 20 mm x 3 mm thick for vertical run on wall with GI saddles spaced not exceeding 1000 mm apart incl. mending good damages to building work | BI01010001010000000000000515BI0100001431 | 428 | mtr | 98.41 |  |  | Excess(+) | 1 | Full Conversion | INR | [40 empty] | 42119.48 | 42119.48 | INR Forty Two Thousand One Hundred & Nineteen and Paise Forty Eight Only |  | 0 | 98.41
321 | S & F Lightning Conductor Air Terminal made of 20 mm dia 1000 mm long GI pipe (ISI Medium) having five discharge prongs of 4 SWG GI (Hot Dip) wire at top duly soldered with 7/16 stranded GI (Hot Dip) wire and 85 mm dia 6 mm thick GI base plate at bottom incl. necessary holes etc. complete duly grouted on the parapet etc. in CC mortar ( 4:2:1) | BI01010001010000000000000515BI0100001432 | 24 | set | 486.42 |  |  | Excess(+) | 1 | Full Conversion | INR | [40 empty] | 11674.08 | 11674.08 | INR Eleven Thousand Six Hundred & Seventy Four and Paise Eight Only |  | 0 | 486.42
322 | Making soldered joints between conductor/ conductor & air terminals by 7/10 stranded GI (Hot Dip) wire incl. supply of jointing materials & painting with 2 (two) coats of Bituminous paint | BI01010001010000000000000515BI0100001433 | 48 | nos | 69 |  |  | Excess(+) | 1 | Full Conversion | INR | [40 empty] | 3312 | 3312 | INR Three Thousand Three Hundred & Twelve Only |  | 0 | 69
323 | Supply & Fixing of Testing Joints by 20 mm x 3 mm thick GI (Hot Dip) strip 125 mm long grouted on wall having clearance of 6 mm from wall for making connection with thimbles at the end of 7/10 SWG GI (Hot Dip) stranded Wire and 4 SWG GI (Hot Dip) wire of vertical conductor and conductor from earth electrode complete with S & F thimbles, GI bolts, nuts, check-nuts, spring washers etc. as required | BI01010001010000000000000515BI0100001434 | 24 | nos | 192.3 |  |  | Excess(+) | 1 | Full Conversion | INR | [40 empty] | 4615.2 | 4615.2 | INR Four Thousand Six Hundred & Fifteen and Paise Twenty Only |  | 0 | 192.3
324 | Hiring charges for scaffolding arrangement including dismantling at the end of work and carriage, for LC installation, per storey of building per vertical run | BI01010001010000000000000515BI0100001435 | 120 | storey/verticalrun | 175.34 |  |  | Excess(+) | 1 | Full Conversion | INR | [40 empty] | 21040.8 | 21040.8 | INR Twenty One Thousand &Forty and Paise Eighty Only |  | 0 | 175.34
325 | Fire Fighting Providing & fixing MS Black steel pipe Heavy class conforming to IS : 1239/3589 including all fittings viz. elbows, tees, flanges, e.t.c. reduces, clamps, MS support dash fasteners etc. including painting the pipe with one coat of approved red oxide primer and two coats of approved red enamel paint and welded joints complete with cutting and making good the walls, floors or any other surface a) 250 mm dia ( 6.35 mm thickness ) | BI01010001010000000000000515BI0100001436 | 3 | Metre | 3800 |  |  | Excess(+) | 1 | Full Conversion | INR | [40 empty] | 11400 | 11400 | INR Eleven Thousand Four Hundred Only |  |  | 2126854.83
326 | Providing & fixing MS Black steel pipe Heavy class conforming to IS : 1239/3589 including all fittings viz. elbows, tees, flanges, e.t.c. reduces, clamps, MS support dash fasteners etc. including painting the pipe with one coat of approved red oxide primer and two coats of approved red enamel paint and welded joints complete with cutting and making good the walls, floors or any other surface b) 200 mm dia ( 6.35 mm thick ) | BI01010001010000000000000515BI0100001437 | 9 | Metre | 3400 |  |  | Excess(+) | 1 | Full Conversion | INR | [40 empty] | 30600 | 30600 | INR Thirty Thousand Six Hundred Only
327 | Providing & fixing MS Black steel pipe Heavy class conforming to IS : 1239/3589 including all fittings viz. elbows, tees, flanges, e.t.c. reduces, clamps, MS support dash fasteners etc. including painting the pipe with one coat of approved red oxide primer and two coats of approved red enamel paint and welded joints complete with cutting and making good the walls, floors or any other surface c) 150 mm dia | BI01010001010000000000000515BI0100001438 | 125 | Metre | 2100 |  |  | Excess(+) | 1 | Full Conversion | INR | [40 empty] | 262500 | 262500 | INR Two Lakh Sixty Two Thousand Five Hundred Only
328 | Providing & fixing MS Black steel pipe Heavy class conforming to IS : 1239/3589 including all fittings viz. elbows, tees, flanges, e.t.c. reduces, clamps, MS support dash fasteners etc. including painting the pipe with one coat of approved red oxide primer and two coats of approved red enamel paint and welded joints complete with cutting and making good the walls, floors or any other surface d) 100 mm dia | BI01010001010000000000000515BI0100001439 | 25 | Metre | 1580 |  |  | Excess(+) | 1 | Full Conversion | INR | [40 empty] | 39500 | 39500 | INR Thirty Nine Thousand Five Hundred Only
329 | Providing & fixing MS Black steel pipe Heavy class conforming to IS : 1239/3589 including all fittings viz. elbows, tees, flanges, e.t.c. reduces, clamps, MS support dash fasteners etc. including painting the pipe with one coat of approved red oxide primer and two coats of approved red enamel paint and welded joints complete with cutting and making good the walls, floors or any other surface e) 80 mm dia | BI01010001010000000000000515BI0100001440 | 50 | Metre | 1020 |  |  | Excess(+) | 1 | Full Conversion | INR | [40 empty] | 51000 | 51000 | INR Fifty One Thousand Only
330 | Providing & fixing MS Black steel pipe Heavy class conforming to IS : 1239/3589 including all fittings viz. elbows, tees, flanges, e.t.c. reduces, clamps, MS support dash fasteners etc. including painting the pipe with one coat of approved red oxide primer and two coats of approved red enamel paint and welded joints complete with cutting and making good the walls, floors or any other surface f) 65 mm dia | BI01010001010000000000000515BI0100001441 | 25 | Metre | 945 |  |  | Excess(+) | 1 | Full Conversion | INR | [40 empty] | 23625 | 23625 | INR Twenty Three Thousand Six Hundred & Twenty Five Only
331 | Providing & fixing MS Black steel pipe Heavy class conforming to IS : 1239/3589 including all fittings viz. elbows, tees, flanges, e.t.c. reduces, clamps, MS support dash fasteners etc. including painting the pipe with one coat of approved red oxide primer and two coats of approved red enamel paint and welded joints complete with cutting and making good the walls, floors or any other surface g) 50 mm dia | BI01010001010000000000000515BI0100001442 | 30 | Metre | 678 |  |  | Excess(+) | 1 | Full Conversion | INR | [40 empty] | 20340 | 20340 | INR Twenty Thousand Three Hundred & Forty Only
332 | Providing & fixing MS Black steel pipe Heavy class conforming to IS : 1239/3589 including all fittings viz. elbows, tees, flanges, e.t.c. reduces, clamps, MS support dash fasteners etc. including painting the pipe with one coat of approved red oxide primer and two coats of approved red enamel paint and welded joints complete with cutting and making good the walls, floors or any other surface h) 40 mm dia | BI01010001010000000000000515BI0100001443 | 45 | Metre | 486 |  |  | Excess(+) | 1 | Full Conversion | INR | [40 empty] | 21870 | 21870 | INR Twenty One Thousand Eight Hundred & Seventy Only
333 | Providing & fixing MS Black steel pipe Heavy class conforming to IS : 1239/3589 including all fittings viz. elbows, tees, flanges, e.t.c. reduces, clamps, MS support dash fasteners etc. including painting the pipe with one coat of approved red oxide primer and two coats of approved red enamel paint and welded joints complete with cutting and making good the walls, floors or any other surface i) 32 mm dia | BI01010001010000000000000515BI0100001444 | 25 | Metre | 405 |  |  | Excess(+) | 1 | Full Conversion | INR | [40 empty] | 10125 | 10125 | INR Ten Thousand One Hundred & Twenty Five Only
334 | Providing & fixing MS Black steel pipe Heavy class conforming to IS : 1239/3589 including all fittings viz. elbows, tees, flanges, e.t.c. reduces, clamps, MS support dash fasteners etc. including painting the pipe with one coat of approved red oxide primer and two coats of approved red enamel paint and welded joints complete with cutting and making good the walls, floors or any other surface j) 25 mm dia | BI01010001010000000000000515BI0100001445 | 200 | Metre | 355 |  |  | Excess(+) | 1 | Full Conversion | INR | [40 empty] | 71000 | 71000 | INR Seventy One Thousand Only
335 | Providing & fixing swinging type CI Non return Valve with flap and SS hinges complete including matching flanges, nuts & bolts conforming to IS 5312. a) 200 mm dia | BI01010001010000000000000515BI0100001446 | 1 | Each | 29000 |  |  | Excess(+) | 1 | Full Conversion | INR | [40 empty] | 29000 | 29000 | INR Twenty Nine Thousand Only
336 | Providing & fixing swinging type CI Non return Valve with flap and SS hinges complete including matching flanges, nuts & bolts conforming to IS 5312. b) 150 mm dia | BI01010001010000000000000515BI0100001447 | 4 | Each | 17000 |  |  | Excess(+) | 1 | Full Conversion | INR | [40 empty] | 68000 | 68000 | INR Sixty Eight Thousand Only
337 | Providing & fixing swinging type CI Non return Valve with flap and SS hinges complete including matching flanges, nuts & bolts conforming to IS 5312. d) 65 mm dia | BI01010001010000000000000515BI0100001448 | 2 | Each | 9200 |  |  | Excess(+) | 1 | Full Conversion | INR | [40 empty] | 18400 | 18400 | INR Eighteen Thousand Four Hundred Only
338 | Providing & fixing CI butterfly valve (wafer type) with counter flange & nut bolts. a) 200 mm dia | BI01010001010000000000000515BI0100001449 | 1 | Each | 19600 |  |  | Excess(+) | 1 | Full Conversion | INR | [40 empty] | 19600 | 19600 | INR Nineteen Thousand Six Hundred Only
339 | Providing & fixing CI butterfly valve (wafer type) with counter flange & nut bolts. b) 150 mm dia | BI01010001010000000000000515BI0100001450 | 7 | Each | 12800 |  |  | Excess(+) | 1 | Full Conversion | INR | [40 empty] | 89600 | 89600 | INR Eighty Nine Thousand Six Hundred Only
340 | Providing & fixing CI butterfly valve (wafer type) with counter flange & nut bolts. d) 80 mm dia | BI01010001010000000000000515BI0100001451 | 6 | Each | 8500 |  |  | Excess(+) | 1 | Full Conversion | INR | [40 empty] | 51000 | 51000 | INR Fifty One Thousand Only
341 | Providing & fixing CI butterfly valve (wafer type) with counter flange & nut bolts. e) 65 mm dia | BI01010001010000000000000515BI0100001452 | 3 | Each | 7600 |  |  | Excess(+) | 1 | Full Conversion | INR | [40 empty] | 22800 | 22800 | INR Twenty Two Thousand Eight Hundred Only
342 | Providing & fixing CI butterfly valve (wafer type) with counter flange & nut bolts. f) 50 mm dia | BI01010001010000000000000515BI0100001453 | 5 | Each | 7200 |  |  | Excess(+) | 1 | Full Conversion | INR | [40 empty] | 36000 | 36000 | INR Thirty Six Thousand Only
343 | Providing & fixing CI butterfly valve (wafer type) with counter flange & nut bolts. 200 mm dia | BI01010001010000000000000515BI0100001454 | 2 | Each | 18000 |  |  | Excess(+) | 1 | Full Conversion | INR | [40 empty] | 36000 | 36000 | INR Thirty Six Thousand Only
344 | Providing & fixing Stainless steel oblique type hydrant valve with 63 mm outlet stainless steel instantaneous female coupling with rubber cap and chain conforming to IS; 5290 including matching flange, gasket, nuts and bolts complete.. Single headed | BI01010001010000000000000515BI0100001455 | 12 | Each | 6500 |  |  | Excess(+) | 1 | Full Conversion | INR | [40 empty] | 78000 | 78000 | INR Seventy Eight Thousand Only
345 | Providing and Fixing 63 mm dia rubberized reinforced rubber line hose pipe in 15 m length conforming to IS : 636 Type A ISI marked with Stainless steel male and female instantaneous coupling conforming to IS 903 wounded with 18 SWG copper wire complete | BI01010001010000000000000515BI0100001456 | 12 | Each | 6200 |  |  | Excess(+) | 1 | Full Conversion | INR | [40 empty] | 74400 | 74400 | INR Seventy Four Thousand Four Hundred Only
346 | Providing and Fixing Stainless steel branch pipe with 20 mm nozzle conforming to Is 903 complete. | BI01010001010000000000000515BI0100001457 | 12 | Each | 2500 |  |  | Excess(+) | 1 | Full Conversion | INR | [40 empty] | 30000 | 30000 | INR Thirty Thousand Only
347 | Hose reel drum of swinging type with 19mm dia Rubber braided hose of 40M. Length with Gate valve (upstream) and Shut off nozzle complete. | BI01010001010000000000000515BI0100001458 | 12 | Each | 6000 |  |  | Excess(+) | 1 | Full Conversion | INR | [40 empty] | 72000 | 72000 | INR Seventy Two Thousand Only
348 | Providing and Fixing M.S.(16SWG) hose box with lockable arrangements to accommodate 2 RRL hose of 15 m length and one branch pipe painted white inside and red outside with one key. | BI01010001010000000000000515BI0100001459 | 12 | Each | 3700 |  |  | Excess(+) | 1 | Full Conversion | INR | [40 empty] | 44400 | 44400 | INR Forty Four Thousand Four Hundred Only
349 | Providing and Fixing 150 mm dia dial type pressure gauge complete with pipe stem and cock | BI01010001010000000000000515BI0100001460 | 6 | Each | 3200 |  |  | Excess(+) | 1 | Full Conversion | INR | [40 empty] | 19200 | 19200 | INR Nineteen Thousand Two Hundred Only
350 | Providing and fixing Fire pump with CI body, bronze impeller, C 40 shaft coupled by means of flexible coupling with electric motor/engine Antivibration pads, coupling guard, baseplate etc.. A. Electric Motor Driven Fire pump.. Capacity of pump 2850 LPM - Head = 70 Meters | BI01010001010000000000000515BI0100001461 | 1 | Set | 368000 |  |  | Excess(+) | 1 | Full Conversion | INR | [40 empty] | 368000 | 368000 | INR Three Lakh Sixty Eight Thousand Only
351 | C. Electric Motor Driven Jockey Pump. Capacity of Pump =180 LPM - Head = 70 Meters | BI01010001010000000000000515BI0100001462 | 1 | Set | 92000 |  |  | Excess(+) | 1 | Full Conversion | INR | [40 empty] | 92000 | 92000 | INR Ninety Two Thousand Only
352 | Providing & fixing dust and vermin proof cubicle type motor control centre fabricated from 14 SWG MS sheet with powder coated finish and comprising of required incomer/ outgoing MCCB, metres, battery charger, diesel engine starter,24V battery & other accessories, for above pump sets under serial No. 11 | BI01010001010000000000000515BI0100001463 | 1 | Set | 230000 |  |  | Excess(+) | 1 | Full Conversion | INR | [40 empty] | 230000 | 230000 | INR Two Lakh Thirty Thousand Only
353 | Providing and Fixing heavy duty PVC insulated, PVC armoured aluminium conductor cables 1100 V grade including necessary support clamps and connection lugs complete in all respect. a) Power cable 3 core X 70 mm2 | BI01010001010000000000000515BI0100001464 | 30 | Metre | 900 |  |  | Excess(+) | 1 | Full Conversion | INR | [40 empty] | 27000 | 27000 | INR Twenty Seven Thousand Only
354 | Providing and Fixing heavy duty PVC insulated, PVC armoured aluminium conductor cables 1100 V grade including necessary support clamps and connection lugs complete in all respect. b) Power cable 3c X 10 mm2 | BI01010001010000000000000515BI0100001465 | 20 | Metre | 620 |  |  | Excess(+) | 1 | Full Conversion | INR | [40 empty] | 12400 | 12400 | INR Twelve Thousand Four Hundred Only
355 | Providing and Fixing heavy duty PVC insulated, PVC armoured aluminium conductor cables 1100 V grade including necessary support clamps and connection lugs complete in all respect. c) Control cable copper armoured, 2cX2.5mm2 | BI01010001010000000000000515BI0100001466 | 40 | Metre | 105 |  |  | Excess(+) | 1 | Full Conversion | INR | [40 empty] | 4200 | 4200 | INR Four Thousand Two Hundred Only
356 | Providing and fixing GI earthing strip 25mm x 6 mm thk. From all motors and MCC panel to be connected in all approved manner to general earthing system. | BI01010001010000000000000515BI0100001467 | 1 | job | 8000 |  |  | Excess(+) | 1 | Full Conversion | INR | [40 empty] | 8000 | 8000 | INR Eight Thousand Only
357 | Providing and Fixing Gunmetal collecting head with 63 mm dia instantaneous type inlet 150 dia flanged, outlet with built in check valve for fire brigade connection to fire riser (IS 904). a) Three way | BI01010001010000000000000515BI0100001468 | 3 | Each | 8000 |  |  | Excess(+) | 1 | Full Conversion | INR | [40 empty] | 24000 | 24000 | INR Twenty Four Thousand Only
358 | Providing and fixing INDFOSS make pressure switches for cut – out and cut in pressure with cock | BI01010001010000000000000515BI0100001469 | 6 | Each | 5000 |  |  | Excess(+) | 1 | Full Conversion | INR | [40 empty] | 30000 | 30000 | INR Thirty Thousand Only
359 | Providing & fixing Installation Control Valve alongwith treams, actuator, water motor gong,drain,instruments & other accessories as required. 150 mm dia | BI01010001010000000000000515BI0100001470 | 1 | Set | 48000 |  |  | Excess(+) | 1 | Full Conversion | INR | [40 empty] | 48000 | 48000 | INR Forty Eight Thousand Only
360 | Providing & fixing quartzoid bulb sprinkler 68 C along with necessary attachment. Pendant type | BI01010001010000000000000515BI0100001471 | 163 | nos. | 468 |  |  | Excess(+) | 1 | Full Conversion | INR | [40 empty] | 76284 | 76284 | INR Seventy Six Thousand Two Hundred & Eighty Four Only
361 | Providing & Fixing of CIDF Sluice Valve with flanges, nuts and bolts, gasket etc.. 200 mm dia | BI01010001010000000000000515BI0100001472 | 5 | nos. | 19800 |  |  | Excess(+) | 1 | Full Conversion | INR | [40 empty] | 99000 | 99000 | INR Ninety Nine Thousand Only
362 | Providing & Fixing of CIDF Sluice Valve with flanges, nuts and bolts, gasket etc.. 150 mm dia | BI01010001010000000000000515BI0100001473 | 3 | nos. | 18200 |  |  | Excess(+) | 1 | Full Conversion | INR | [40 empty] | 54600 | 54600 | INR Fifty Four Thousand Six Hundred Only
363 | Providing and fixing carbon – di – oxide fire extinguisher consisting of welded MS cylindrical body, squeeze, lever discharge valve, fitted with internal discharge tube, high pressure discharge hose, discharge nozzle, suspension bracket, finished externally with red enamel paint and fixed to wall with brackets with rawl plug / dash fasteners complete with initial charge. Capacity 4.5 kg. ISI marked | BI01010001010000000000000515BI0100001474 | 4 | Each | 7900 |  |  | Excess(+) | 1 | Full Conversion | INR | [40 empty] | 31600 | 31600 | INR Thirty One Thousand Six Hundred Only
364 | Providing and fixing mechanical foam type (ISI marked) fire extinguisher consisting of welded MS cylindrical body, squeeze, lever discharge valve, high pressure discharge hose, discharge nozzle, suspension bracket ISI marked finished externally with red enamel paint and fixed to wall with brackets with initial charge.. a) 9 liters Capacity | BI01010001010000000000000515BI0100001475 | 2 | Each | 3200 |  |  | Excess(+) | 1 | Full Conversion | INR | [40 empty] | 6400 | 6400 | INR Six Thousand Four Hundred Only
365 | Providing & fixing water Co2 (ISI marked) extinguisher including all accessories with wall bracket with rawl plug.. Capacity 9 liters. | BI01010001010000000000000515BI0100001476 | 30 | Each | 2900 |  |  | Excess(+) | 1 | Full Conversion | INR | [40 empty] | 87000 | 87000 | INR Eighty Seven Thousand Only
366 | Providing & fixing water Co2 (ISI marked) extinguisher including all accessories with wall bracket with rawl plug.. a) Capacity 5 kg. ISI marked | BI01010001010000000000000515BI0100001477 | 30 | Each | 3700 |  |  | Excess(+) | 1 | Full Conversion | INR | [40 empty] | 111000 | 111000 | INR One Lakh Eleven Thousand Only
367 | Excavation and back filling of earth | BI01010001010000000000000515BI0100001478 | 350 | Cum | 158 |  |  | Excess(+) | 1 | Full Conversion | INR | [40 empty] | 55300 | 55300 | INR Fifty Five Thousand Three Hundred Only
368 | Supply, application, testing of PYPKOTE | BI01010001010000000000000515BI0100001479 | 350 | Sqm | 635 |  |  | Excess(+) | 1 | Full Conversion | INR | [40 empty] | 222250 | 222250 | INR Two Lakh Twenty Two Thousand Two Hundred & Fifty Only
369 | 2 Way Fire brigade suction outlet | BI01010001010000000000000515BI0100001480 | 1 | set | 5000 |  |  | Excess(+) | 1 | Full Conversion | INR | [40 empty] | 5000 | 5000 | INR Five Thousand Only
370 | Fire bucket with stand | BI01010001010000000000000515BI0100001481 | 6 | Set | 1500 |  |  | Excess(+) | 1 | Full Conversion | INR | [40 empty] | 9000 | 9000 | INR Nine Thousand Only
371 | Constructing brick masonary chamber (90cmx90cmx120cm) inside with brick work in cement mortar 1:5 for valves with cover and frame (heavy duty), RCC top slab 1:2:4 mix, necessary excavation, foundation concrete 1:5:10 and inside plastering with cement mortar 1:4 ,12 mm thk finished with a coat of neat cement complete as required. | BI01010001010000000000000515BI0100001482 | 3 | Each | 18000 |  |  | Excess(+) | 1 | Full Conversion | INR | [40 empty] | 54000 | 54000 | INR Fifty Four Thousand Only
372 | CCTV surveillance SITC of 16 channel POE+ NVR(Uniview/Hikvision/Honeywell/Bosch ) | BI01010001010000000000000515BI0100001483 | 1 | No | 26845 |  |  | Excess(+) | 1 | Full Conversion | INR | [40 empty] | 26845 | 26845 | INR Twenty Six Thousand Eight Hundred & Forty Five Only
373 | SITC of 2MP IP Bullet Camera, H.265, auto IR (Uniview/Hikvision/Honeywell/Bosch ) | BI01010001010000000000000515BI0100001484 | 6 | No | 9204 |  |  | Excess(+) | 1 | Full Conversion | INR | [40 empty] | 55224 | 55224 | INR Fifty Five Thousand Two Hundred & Twenty Four Only
374 | SITC of 2MP IR Dome H.265, f-2.8 mm, auto IR Camera (Uniview/Hikvision/Honeywell/Bosch ) | BI01010001010000000000000515BI0100001485 | 4 | No | 6290 |  |  | Excess(+) | 1 | Full Conversion | INR | [40 empty] | 25160 | 25160 | INR Twenty Five Thousand One Hundred & Sixty Only
375 | SITC of Surveillance Hard Disk 4 TB WD/Seagate | BI01010001010000000000000515BI0100001486 | 1 | No | 10690 |  |  | Excess(+) | 1 | Full Conversion | INR | [40 empty] | 10690 | 10690 | INR Ten Thousand Six Hundred & Ninety Only
376 | SITC of 19" LED Monitor LG/Samsung | BI01010001010000000000000515BI0100001487 | 2 | No | 8500 |  |  | Excess(+) | 1 | Full Conversion | INR | [40 empty] | 17000 | 17000 | INR Seventeen Thousand Only
377 | Supply and fixing of 6U Equiment Rack valrack/HCL | BI01010001010000000000000515BI0100001488 | 1 | No | 5500 |  |  | Excess(+) | 1 | Full Conversion | INR | [40 empty] | 5500 | 5500 | INR Five Thousand Five Hundred Only
378 | Supply and Laying of 3 Core Power Cable Finolex/Molex | BI01010001010000000000000515BI0100001489 | 1000 | Mtr | 48 |  |  | Excess(+) | 1 | Full Conversion | INR | [40 empty] | 48000 | 48000 | INR Forty Eight Thousand Only
379 | Supply and Laying of CAT 6 Finolex/Molex | BI01010001010000000000000515BI0100001490 | 1000 | Mtr | 25 |  |  | Excess(+) | 1 | Full Conversion | INR | [40 empty] | 25000 | 25000 | INR Twenty Five Thousand Only
380 | Supply and Laying of PVC Conduit Reputed make | BI01010001010000000000000515BI0100001491 | 1000 | Mtr | 18.41 |  |  | Excess(+) | 1 | Full Conversion | INR | [40 empty] | 18410 | 18410 | INR Eighteen Thousand Four Hundred & Ten Only
381 | Supply and Fixing of Network Accessories | BI01010001010000000000000515BI0100001492 | 1 | Lot | 3068 |  |  | Excess(+) | 1 | Full Conversion | INR | [40 empty] | 3068 | 3068 | INR Three Thousand &Sixty Eight Only
382 | Installation, Testing and Commissioning | BI01010001010000000000000515BI0100001493 | 1 | JOB | 20000 |  |  | Excess(+) | 1 | Full Conversion | INR | [40 empty] | 20000 | 20000 | INR Twenty Thousand Only
383 | Fire Alarm SITC of Analog Addressable 1 Loop Main Fire Alarm Control Panel with LCD Display along with Battery, Battery Charger all accessories. with 100 character Backlight LCD display,lamp test feature complete with integral power and battery charger, potential free contacts for both fire and fault and all accessories ( Make: Honeywell/Apollo/Bosch/Godrej/cooper) ( Make: GST ) | BI01010001010000000000000515BI0100001494 | 1 | Nos | 75635 |  |  | Excess(+) | 1 | Full Conversion | INR | [40 empty] | 75635 | 75635 | INR Seventy Five Thousand Six Hundred & Thirty Five Only
384 | SITC ofAnalog Addressable type optical Smoke detector with mounting based and all other required accessories ( Make: Honeywell/Apollo/Bosch/Godrej) | BI01010001010000000000000515BI0100001495 | 120 | Nos | 2225 |  |  | Excess(+) | 1 | Full Conversion | INR | [40 empty] | 267000 | 267000 | INR Two Lakh Sixty Seven Thousand Only
385 | SITCAnalog Addressable of Hooter cum sounder with all accessories. Electronic hooter cum sounder with mounted base and light indicator ( Make: Honeywell/Apollo/Bosch/Godrej) | BI01010001010000000000000515BI0100001496 | 12 | Nos | 6235 |  |  | Excess(+) | 1 | Full Conversion | INR | [40 empty] | 74820 | 74820 | INR Seventy Four Thousand Eight Hundred & Twenty Only
386 | SITC of Analog Addressable Manual call Point with all accessories an integrallyMounted addressable module with all other required accessories ( Make: Honeywell/Apollo/Bosch/Godrej) | BI01010001010000000000000515BI0100001497 | 12 | Nos | 3225 |  |  | Excess(+) | 1 | Full Conversion | INR | [40 empty] | 38700 | 38700 | INR Thirty Eight Thousand Seven Hundred Only
387 | Supply & drawing of 2c x 1.5 sq. Mm twisted copper FR, Shielded cable fix and concealed (Make: Finnolex /Havells) | BI01010001010000000000000515BI0100001498 | 1500 | Mtrs | 70 |  |  | Excess(+) | 1 | Full Conversion | INR | [40 empty] | 105000 | 105000 | INR One Lakh Five Thousand Only
388 | Supply, and fixing of PVC conduits in following sizes including cost of junction boxes,bends,elbows sockets,tees etc.(Reputed make) | BI01010001010000000000000515BI0100001499 | 1500 | Mtrs | 60 |  |  | Excess(+) | 1 | Full Conversion | INR | [40 empty] | 90000 | 90000 | INR Ninety Thousand Only
389 | SITC of Response Indicator for all detectors located above false Ceiling ( Reputed make) | BI01010001010000000000000515BI0100001500 | 120 | Nos | 60 |  |  | Excess(+) | 1 | Full Conversion | INR | [40 empty] | 7200 | 7200 | INR Seven Thousand Two Hundred Only
390 | Intercom Supply and Fixing of 9U Rack, wall mounted, with cable manager, hardware nuts,PDU,with cooling fan etc.(make- Dlink/HCL) | BI01010001010000000000000515BI0100001501 | 1 | No | 6790 |  |  | Excess(+) | 1 | Full Conversion | INR | [40 empty] | 6790 | 6790 | INR Six Thousand Seven Hundred & Ninety Only
391 | Supply Installation Testing & Commissioning of EPABX System with 4 P&T48 Extens.(Syntel/Siemens/NEC) | BI01010001010000000000000515BI0100001502 | 1 | Nos | 49938 |  |  | Excess(+) | 1 | Full Conversion | INR | [40 empty] | 49938 | 49938 | INR Forty Nine Thousand Nine Hundred & Thirty Eight Only
392 | Supply of Information Outletwith back box and 1 module faceplate for RJ 11(Molex/Batton/Dlink) | BI01010001010000000000000515BI0100001503 | 50 | Nos | 525 |  |  | Excess(+) | 1 | Full Conversion | INR | [40 empty] | 26250 | 26250 | INR Twenty Six Thousand Two Hundred & Fifty Only
393 | Supply and Fixing of TelePhone-set(Beetel/Binatone) | BI01010001010000000000000515BI0100001504 | 50 | Nos | 470 |  |  | Excess(+) | 1 | Full Conversion | INR | [40 empty] | 23500 | 23500 | INR Twenty Three Thousand Five Hundred Only
394 | Supply of UPS - 1KVA, min- 60 minutes backup (APC/Microtek/Emerson) | BI01010001010000000000000515BI0100001505 | 1 | No | 12000 |  |  | Excess(+) | 1 | Full Conversion | INR | [40 empty] | 12000 | 12000 | INR Twelve Thousand Only
395 | Supply and Drawing of 2 Pair Telephone Cable | BI01010001010000000000000515BI0100001506 | 1500 | Mtr | 20 |  |  | Excess(+) | 1 | Full Conversion | INR | [40 empty] | 30000 | 30000 | INR Thirty Thousand Only
396 | Supply of 10 Pair telephone cable | BI01010001010000000000000515BI0100001507 | 500 | Mtr | 46 |  |  | Excess(+) | 1 | Full Conversion | INR | [40 empty] | 23000 | 23000 | INR Twenty Three Thousand Only
397 | Supply of 50 pair DB with original krone module-conceiled | BI01010001010000000000000515BI0100001508 | 1 | No | 1550 |  |  | Excess(+) | 1 | Full Conversion | INR | [40 empty] | 1550 | 1550 | INR One Thousand Five Hundred & Fifty Only
398 | 10 pair DB with original krone module-conceiled | BI01010001010000000000000515BI0100001509 | 6 | No | 750 |  |  | Excess(+) | 1 | Full Conversion | INR | [40 empty] | 4500 | 4500 | INR Four Thousand Five Hundred Only
399 | Keystone RJ11/12 for BSNL & EPABX extensions(Molex/Batton) | BI01010001010000000000000515BI0100001510 | 10 | No | 280 |  |  | Excess(+) | 1 | Full Conversion | INR | [40 empty] | 2800 | 2800 | INR Two Thousand Eight Hundred Only
400 | Fixing of I/O & RJ11 jack | BI01010001010000000000000515BI0100001511 | 50 | Nos | 48 |  |  | Excess(+) | 1 | Full Conversion | INR | [40 empty] | 2400 | 2400 | INR Two Thousand Four Hundred Only
401 | Concealed Wiring, Fitting, Fixing, Termination Installation & Commissioning Charges | BI01010001010000000000000515BI0100001512 | 1 | Job | 40000 |  |  | Excess(+) | 1 | Full Conversion | INR | [40 empty] | 40000 | 40000 | INR Forty Thousand Only
402 | Electrical Works (Non Schedule Item) Supply & delevery of 1.1 Kv grade XLPE Aluminium armoured cable(make Gloster/Nicco/Havells) a) 3.5 x 240 sq mm | BI01010001010000000000000515BI0100001513 | 290 | mtr | 1244 |  |  | Excess(+) | 1 | Full Conversion | INR | [40 empty] | 360760 | 360760 | INR Three Lakh Sixty Thousand Seven Hundred & Sixty Only
403 | Supply & delevery of 1.1 Kv grade XLPE Aluminium armoured cable(make Gloster/Nicco/Havells) b) 3.5 x 95 sq mm | BI01010001010000000000000515BI0100001514 | 395 | mtr | 466 |  |  | Excess(+) | 1 | Full Conversion | INR | [40 empty] | 184070 | 184070 | INR One Lakh Eighty Four Thousand &Seventy Only
404 | Supply & delevery of 1.1 Kv grade XLPE Aluminium armoured cable(make Gloster/Nicco/Havells) c) 3.5 x 35 sq mm | BI01010001010000000000000515BI0100001515 | 542 | mtr. | 218 |  |  | Excess(+) | 1 | Full Conversion | INR | [40 empty] | 118156 | 118156 | INR One Lakh Eighteen Thousand One Hundred & Fifty Six Only
405 | Supply & delevery of 1.1 Kv grade XLPE Aluminium armoured cable(make Gloster/Nicco/Havells) d) 4 x 25 sq mm | BI01010001010000000000000515BI0100001516 | 62 | mtr. | 154 |  |  | Excess(+) | 1 | Full Conversion | INR | [40 empty] | 9548 | 9548 | INR Nine Thousand Five Hundred & Forty Eight Only
406 | Supply & delevery of 1.1 Kv grade XLPE Aluminium armoured cable(make Gloster/Nicco/Havells) e)2core 10sq. mm | BI01010001010000000000000515BI0100001517 | 615 | .mtr | 97 |  |  | Excess(+) | 1 | Full Conversion | INR | [40 empty] | 59655 | 59655 | INR Fifty Nine Thousand Six Hundred & Fifty Five Only
407 | Supply & delevery of 1.1 Kv grade XLPE Aluminium armoured cable(make Gloster/Nicco/Havells) f) 2core 6sq. mm | BI01010001010000000000000515BI0100001518 | 837 | Mtrs. | 82 |  |  | Excess(+) | 1 | Full Conversion | INR | [40 empty] | 68634 | 68634 | INR Sixty Eight Thousand Six Hundred & Thirty Four Only
408 | Supply of 4ft. Long 20 watt twin LEDTube Light fittings(Make-crompton LTT 8-20-865 , IGP 131 LT 8-16) | BI01010001010000000000000515BI0100001519 | 65 | nos | 1377 |  |  | Excess(+) | 1 | Full Conversion | INR | [40 empty] | 89505 | 89505 | INR Eighty Nine Thousand Five Hundred & Five Only
409 | Supply of 4ft. Long 20 watt single LEDTube Light fittings(Make-crompton LTT 8-20-865 , IGP 131 LT 8-16) | BI01010001010000000000000515BI0100001520 | 318 | nos | 809 |  |  | Excess(+) | 1 | Full Conversion | INR | [40 empty] | 257262 | 257262 | INR Two Lakh Fifty Seven Thousand Two Hundred & Sixty Two Only
410 | Supply & fixing 1200 mm sweep Celing fan complete with all accessaries with out regulator (Crompton/ Havells / Orient New Breeze) | BI01010001010000000000000515BI0100001521 | 215 | nos | 2210 |  |  | Excess(+) | 1 | Full Conversion | INR | [40 empty] | 475150 | 475150 | INR Four Lakh Seventy Five Thousand One Hundred & Fifty Only
411 | Supply & fixing 900 mm sweep Celing fan complete with all accessaries with out regulator (Crompton/ Havells / Orient New Breeze) | BI01010001010000000000000515BI0100001522 | 22 | nos | 2140 |  |  | Excess(+) | 1 | Full Conversion | INR | [40 empty] | 47080 | 47080 | INR Forty Seven Thousand &Eighty Only
412 | Supply & fixing following sizes of Exhaust fan with louvre shutter after cutting hole on wall & mending good the damage to original finish (EPC/Havells/crompton) a) 300 mm (12") sweep exhaust fan. | BI01010001010000000000000515BI0100001523 | 18 | nos | 3209 |  |  | Excess(+) | 1 | Full Conversion | INR | [40 empty] | 57762 | 57762 | INR Fifty Seven Thousand Seven Hundred & Sixty Two Only
413 | Supply & fixing following sizes of Exhaust fan with louvre shutter after cutting hole on wall & mending good the damage to original finish (EPC/Havells/crompton) a) 225 mm (9") sweep exhaust fan. | BI01010001010000000000000515BI0100001524 | 60 | nos | 2067 |  |  | Excess(+) | 1 | Full Conversion | INR | [40 empty] | 124020 | 124020 | INR One Lakh Twenty Four Thousand &Twenty Only
414 | S & Installation of automatic power contractor controller consisting with following switches for controlling HPSB fittings a) Power contractor ML-2 type (Make L&T, cat no – SS90701) – 1 no b) Digital timer switch 240V (Make L&T) - 1 no c) DPDT switch (approved make) – 1 no d) DP MCB – 40 Amp, C-curve (Siemens Make) – 1 no e) LED indicator – 2 nos f) Switable size CRCA sheet box with necessary 4 pole contractor – 1 set | BI01010001010000000000000515BI0100001525 | 2 | do | 8491 |  |  | Excess(+) | 1 | Full Conversion | INR | [40 empty] | 16982 | 16982 | INR Sixteen Thousand Nine Hundred & Eighty Two Only
415 | Supply & delivery at site of swaged type steel tubular swan neck type bend pole of over all length 9 mtr. of section (Bottom - 5m, Middle - 2 m, Top - 2 m) & outside dia & thickness (Bottom- 139.7x4.5, Middle -114.3x3.65, Top - 88.9x3.25) having approx weight of the pole including sole plate 113 Kg. the top end of the pole should be reduced to enable fixing of LED fitting . | BI01010001010000000000000515BI0100001526 | 12 | each | 7910 |  |  | Excess(+) | 1 | Full Conversion | INR | [40 empty] | 94920 | 94920 | INR Ninety Four Thousand Nine Hundred & Twenty Only
416 | Supply & Fixing Decorative 40Wt. Post top light on 15" 40mm dia G.I.pipe and necy. Connection. (Make Cromption, cat no -LPTO-40-CDL/M/ Phlips ) | BI01010001010000000000000515BI0100001527 | 4 | each | 9096 |  |  | Excess(+) | 1 | Full Conversion | INR | [40 empty] | 36384 | 36384 | INR Thirty Six Thousand Three Hundred & Eighty Four Only
417 | Supply & Fixing IP65 rated Pyramid Tripod type LED Bollard light on 12''x12''x24" muffing and necy. Connection. (Make Cromption, cat no -LBLSN-10-CDL/ Phlips ) | BI01010001010000000000000515BI0100001528 | 20 | each | 5974 |  |  | Excess(+) | 1 | Full Conversion | INR | [40 empty] | 119480 | 119480 | INR One Lakh Nineteen Thousand Four Hundred & Eighty Only
418 | Supply & fixing of 400mm sweep wall bracket Fan occilating type (Orient- wall 45) complete with all acessaries Incl S/F necy copper flex wire. | BI01010001010000000000000515BI0100001529 | 8 | each | 2320 |  |  | Excess(+) | 1 | Full Conversion | INR | [40 empty] | 18560 | 18560 | INR Eighteen Thousand Five Hundred & Sixty Only
419 | Supply of 150 WLED street light fitting complete with all accessaries (Make Crompton, cat no LSTN-150-CDL-A/ Phlips ) | BI01010001010000000000000515BI0100001530 | 26 | each | 12936 |  |  | Excess(+) | 1 | Full Conversion | INR | [40 empty] | 336336 | 336336 | INR Three Lakh Thirty Six Thousand Three Hundred & Thirty Six Only
420 | Supply of 30 W LED street light fitting complete with all accessaries (Make Crompton, cat no -LSTS-30-CDL/ Phlips ) | BI01010001010000000000000515BI0100001531 | 6 | each | 2717 |  |  | Excess(+) | 1 | Full Conversion | INR | [40 empty] | 16302 | 16302 | INR Sixteen Thousand Three Hundred & Two Only
421 | Supply & Fixing of 6 W LED round surface mounted Luminaire fitting complete with all accessaries (Make Crompton, cat no -LCDSPLN-R-06-CDL/ Phlips ) | BI01010001010000000000000515BI0100001532 | 36 | each | 565 |  |  | Excess(+) | 1 | Full Conversion | INR | [40 empty] | 20340 | 20340 | INR Twenty Thousand Three Hundred & Forty Only
422 | Supply & Fixing of 36 W LED 2x2 surface mounted Luminaire fitting complete with all accessaries (Make Crompton, cat no -LCTLRN-36-CDL/ Phlips ) | BI01010001010000000000000515BI0100001533 | 25 | each | 3105 |  |  | Excess(+) | 1 | Full Conversion | INR | [40 empty] | 77625 | 77625 | INR Seventy Seven Thousand Six Hundred & Twenty Five Only
423 | Supply & delivery of 2.0 Ton capacity (3-Star) rating Split type Air Conditioning Machine (Make O-General/Mitsubisi) | BI01010001010000000000000515BI0100001534 | 52 | set | 59900 |  |  | Excess(+) | 1 | Full Conversion | INR | [40 empty] | 3114800 | 3114800 | INR Thirty One Lakh Fourteen Thousand Eight Hundred Only
424 | Supply & delivery of 1.50 Ton capacity (3-Star) rating Split type Air Conditioning Machine (Make O-General/Mitsubisi) | BI01010001010000000000000515BI0100001535 | 18 | set | 44490 |  |  | Excess(+) | 1 | Full Conversion | INR | [40 empty] | 800820 | 800820 | INR Eight Lakh Eight Hundred & Twenty Only
425 | Installation charge including Supply & fixing angle support, fastener etc. on wall & finally testing commisioninng to satisfactory operation | BI01010001010000000000000515BI0100001536 | 70 | set | 2450 |  |  | Excess(+) | 1 | Full Conversion | INR | [40 empty] | 171500 | 171500 | INR One Lakh Seventy One Thousand Five Hundred Only
426 | Extra Supply & drawing copper Pipe with necessary insulation etc. complete. | BI01010001010000000000000515BI0100001537 | 350 | mtr | 840 |  |  | Excess(+) | 1 | Full Conversion | INR | [40 empty] | 294000 | 294000 | INR Two Lakh Ninety Four Thousand Only
427 | SITC of 125 KVA Radiator Cooled & Turbo charged Diesel Generator set with AMF Control Panel with following specification. | BI01010001010000000000000515BI0100001538 | 1 | set | 733692 |  |  | Excess(+) | 1 | Full Conversion | INR | [40 empty] | 733692 | 733692 | INR Seven Lakh Thirty Three Thousand Six Hundred & Ninety Two Only
428 | Lift Works SITC of (408 kg load) 06 passenger capacity fully automatic Door Drive VVVF control with ARD supported for power failure rescue operation type lift including all mechanical accessories like cage, counter weight ,guide rail, gearless motor complete set , main ropes & safety ropes etc. as reqd. as per lift I.S. whose Specification is enclosed below.( Make ; OTIS/KONE EVS/ Bharat Elevator Co. Ltd.) | BI01010001010000000000000515BI0100001539 | 2 | Each | 2124000 |  |  | Excess(+) | 1 | Full Conversion | INR | [40 empty] | 4248000 | 4248000 | INR Forty Two Lakh Forty Eight Thousand Only
Total in Figures | [51 empty] | 161274758.79 | 161274758.79 | INR Sixteen Crore Twelve Lakh Seventy Four Thousand Seven Hundred & Fifty Eight and Paise Seventy Nine Only | 161274758.82 | 0.03 |  |  | 4 | Construction of chamber for 100mm sluice plates | item5 | 10 | Nos
Quoted Rate in Figures |  |  |  | Select | [47 empty] | 0 | 0 | INR Zero Only
Quoted Rate in Words |  | INR Zero Only
Note on K15: gepadmin: 1. If you choose "Full Conversion" then Column BA (AMOUNT) and Column BB (TAXES) BOTH values will be convert based on selected Currency in (Column L). 2. If you choose "Partial Conversion" then Column BA (AMOUNT) only will be converted based on selected currency (Column L) and Column BB (TAXES) value (INR) will be added to the converted values.
Note on K16: gepadmin: 1. If you choose "Full Conversion" then Column BA (AMOUNT) and Column BB (TAXES) BOTH values will be convert based on selected Currency in (Column L). 2. If you choose "Partial Conversion" then Column BA (AMOUNT) only will be converted based on selected currency (Column L) and Column BB (TAXES) value (INR) will be added to the converted values.
Note on K18: gepadmin: 1. If you choose "Full Conversion" then Column BA (AMOUNT) and Column BB (TAXES) BOTH values will be convert based on selected Currency in (Column L). 2. If you choose "Partial Conversion" then Column BA (AMOUNT) only will be converted based on selected currency (Column L) and Column BB (TAXES) value (INR) will be added to the converted values.
Note on K13: gepadmin: 1. If you choose "Full Conversion" then Column BA (AMOUNT) and Column BB (TAXES) BOTH values will be convert based on selected Currency in (Column L). 2. If you choose "Partial Conversion" then Column BA (AMOUNT) only will be converted based on selected currency (Column L) and Column BB (TAXES) value (INR) will be added to the converted values.
Note on K27: gepadmin: 1. If you choose "Full Conversion" then Column BA (AMOUNT) and Column BB (TAXES) BOTH values will be convert based on selected Currency in (Column L). 2. If you choose "Partial Conversion" then Column BA (AMOUNT) only will be converted based on selected currency (Column L) and Column BB (TAXES) value (INR) will be added to the converted values.
Note on K42: gepadmin: 1. If you choose "Full Conversion" then Column BA (AMOUNT) and Column BB (TAXES) BOTH values will be convert based on selected Currency in (Column L). 2. If you choose "Partial Conversion" then Column BA (AMOUNT) only will be converted based on selected currency (Column L) and Column BB (TAXES) value (INR) will be added to the converted values.
Note on K56: gepadmin: 1. If you choose "Full Conversion" then Column BA (AMOUNT) and Column BB (TAXES) BOTH values will be convert based on selected Currency in (Column L). 2. If you choose "Partial Conversion" then Column BA (AMOUNT) only will be converted based on selected currency (Column L) and Column BB (TAXES) value (INR) will be added to the converted values.
Note on K59: gepadmin: 1. If you choose "Full Conversion" then Column BA (AMOUNT) and Column BB (TAXES) BOTH values will be convert based on selected Currency in (Column L). 2. If you choose "Partial Conversion" then Column BA (AMOUNT) only will be converted based on selected currency (Column L) and Column BB (TAXES) value (INR) will be added to the converted values.
Note on K63: gepadmin: 1. If you choose "Full Conversion" then Column BA (AMOUNT) and Column BB (TAXES) BOTH values will be convert based on selected Currency in (Column L). 2. If you choose "Partial Conversion" then Column BA (AMOUNT) only will be converted based on selected currency (Column L) and Column BB (TAXES) value (INR) will be added to the converted values.
Note on K68: gepadmin: 1. If you choose "Full Conversion" then Column BA (AMOUNT) and Column BB (TAXES) BOTH values will be convert based on selected Currency in (Column L). 2. If you choose "Partial Conversion" then Column BA (AMOUNT) only will be converted based on selected currency (Column L) and Column BB (TAXES) value (INR) will be added to the converted values.
Note on K74: gepadmin: 1. If you choose "Full Conversion" then Column BA (AMOUNT) and Column BB (TAXES) BOTH values will be convert based on selected Currency in (Column L). 2. If you choose "Partial Conversion" then Column BA (AMOUNT) only will be converted based on selected currency (Column L) and Column BB (TAXES) value (INR) will be added to the converted values.
Note on K79: gepadmin: 1. If you choose "Full Conversion" then Column BA (AMOUNT) and Column BB (TAXES) BOTH values will be convert based on selected Currency in (Column L). 2. If you choose "Partial Conversion" then Column BA (AMOUNT) only will be converted based on selected currency (Column L) and Column BB (TAXES) value (INR) will be added to the converted values.
Note on K99: gepadmin: 1. If you choose "Full Conversion" then Column BA (AMOUNT) and Column BB (TAXES) BOTH values will be convert based on selected Currency in (Column L). 2. If you choose "Partial Conversion" then Column BA (AMOUNT) only will be converted based on selected currency (Column L) and Column BB (TAXES) value (INR) will be added to the converted values.
Note on K102: gepadmin: 1. If you choose "Full Conversion" then Column BA (AMOUNT) and Column BB (TAXES) BOTH values will be convert based on selected Currency in (Column L). 2. If you choose "Partial Conversion" then Column BA (AMOUNT) only will be converted based on selected currency (Column L) and Column BB (TAXES) value (INR) will be added to the converted values.
Note on K109: gepadmin: 1. If you choose "Full Conversion" then Column BA (AMOUNT) and Column BB (TAXES) BOTH values will be convert based on selected Currency in (Column L). 2. If you choose "Partial Conversion" then Column BA (AMOUNT) only will be converted based on selected currency (Column L) and Column BB (TAXES) value (INR) will be added to the converted values.
Note on K111: gepadmin: 1. If you choose "Full Conversion" then Column BA (AMOUNT) and Column BB (TAXES) BOTH values will be convert based on selected Currency in (Column L). 2. If you choose "Partial Conversion" then Column BA (AMOUNT) only will be converted based on selected currency (Column L) and Column BB (TAXES) value (INR) will be added to the converted values.
Note on K114: gepadmin: 1. If you choose "Full Conversion" then Column BA (AMOUNT) and Column BB (TAXES) BOTH values will be convert based on selected Currency in (Column L). 2. If you choose "Partial Conversion" then Column BA (AMOUNT) only will be converted based on selected currency (Column L) and Column BB (TAXES) value (INR) will be added to the converted values.
Note on K121: gepadmin: 1. If you choose "Full Conversion" then Column BA (AMOUNT) and Column BB (TAXES) BOTH values will be convert based on selected Currency in (Column L). 2. If you choose "Partial Conversion" then Column BA (AMOUNT) only will be converted based on selected currency (Column L) and Column BB (TAXES) value (INR) will be added to the converted values.
Note on K150: gepadmin: 1. If you choose "Full Conversion" then Column BA (AMOUNT) and Column BB (TAXES) BOTH values will be convert based on selected Currency in (Column L). 2. If you choose "Partial Conversion" then Column BA (AMOUNT) only will be converted based on selected currency (Column L) and Column BB (TAXES) value (INR) will be added to the converted values.
Note on K178: gepadmin: 1. If you choose "Full Conversion" then Column BA (AMOUNT) and Column BB (TAXES) BOTH values will be convert based on selected Currency in (Column L). 2. If you choose "Partial Conversion" then Column BA (AMOUNT) only will be converted based on selected currency (Column L) and Column BB (TAXES) value (INR) will be added to the converted values.
Note on K179: gepadmin: 1. If you choose "Full Conversion" then Column BA (AMOUNT) and Column BB (TAXES) BOTH values will be convert based on selected Currency in (Column L). 2. If you choose "Partial Conversion" then Column BA (AMOUNT) only will be converted based on selected currency (Column L) and Column BB (TAXES) value (INR) will be added to the converted values.
Note on K181: gepadmin: 1. If you choose "Full Conversion" then Column BA (AMOUNT) and Column BB (TAXES) BOTH values will be convert based on selected Currency in (Column L). 2. If you choose "Partial Conversion" then Column BA (AMOUNT) only will be converted based on selected currency (Column L) and Column BB (TAXES) value (INR) will be added to the converted values.
Note on K188: gepadmin: 1. If you choose "Full Conversion" then Column BA (AMOUNT) and Column BB (TAXES) BOTH values will be convert based on selected Currency in (Column L). 2. If you choose "Partial Conversion" then Column BA (AMOUNT) only will be converted based on selected currency (Column L) and Column BB (TAXES) value (INR) will be added to the converted values.
Note on K207: gepadmin: 1. If you choose "Full Conversion" then Column BA (AMOUNT) and Column BB (TAXES) BOTH values will be convert based on selected Currency in (Column L). 2. If you choose "Partial Conversion" then Column BA (AMOUNT) only will be converted based on selected currency (Column L) and Column BB (TAXES) value (INR) will be added to the converted values.
Note on K224: gepadmin: 1. If you choose "Full Conversion" then Column BA (AMOUNT) and Column BB (TAXES) BOTH values will be convert based on selected Currency in (Column L). 2. If you choose "Partial Conversion" then Column BA (AMOUNT) only will be converted based on selected currency (Column L) and Column BB (TAXES) value (INR) will be added to the converted values.
Note on K227: gepadmin: 1. If you choose "Full Conversion" then Column BA (AMOUNT) and Column BB (TAXES) BOTH values will be convert based on selected Currency in (Column L). 2. If you choose "Partial Conversion" then Column BA (AMOUNT) only will be converted based on selected currency (Column L) and Column BB (TAXES) value (INR) will be added to the converted values.
Note on K14: gepadmin: 1. If you choose "Full Conversion" then Column BA (AMOUNT) and Column BB (TAXES) BOTH values will be convert based on selected Currency in (Column L). 2. If you choose "Partial Conversion" then Column BA (AMOUNT) only will be converted based on selected currency (Column L) and Column BB (TAXES) value (INR) will be added to the converted values.
Note on K54: gepadmin: 1. If you choose "Full Conversion" then Column BA (AMOUNT) and Column BB (TAXES) BOTH values will be convert based on selected Currency in (Column L). 2. If you choose "Partial Conversion" then Column BA (AMOUNT) only will be converted based on selected currency (Column L) and Column BB (TAXES) value (INR) will be added to the converted values.
Note on K51: gepadmin: 1. If you choose "Full Conversion" then Column BA (AMOUNT) and Column BB (TAXES) BOTH values will be convert based on selected Currency in (Column L). 2. If you choose "Partial Conversion" then Column BA (AMOUNT) only will be converted based on selected currency (Column L) and Column BB (TAXES) value (INR) will be added to the converted values.
Note on K57: gepadmin: 1. If you choose "Full Conversion" then Column BA (AMOUNT) and Column BB (TAXES) BOTH values will be convert based on selected Currency in (Column L). 2. If you choose "Partial Conversion" then Column BA (AMOUNT) only will be converted based on selected currency (Column L) and Column BB (TAXES) value (INR) will be added to the converted values.
Note on K71: gepadmin: 1. If you choose "Full Conversion" then Column BA (AMOUNT) and Column BB (TAXES) BOTH values will be convert based on selected Currency in (Column L). 2. If you choose "Partial Conversion" then Column BA (AMOUNT) only will be converted based on selected currency (Column L) and Column BB (TAXES) value (INR) will be added to the converted values.
Note on K76: gepadmin: 1. If you choose "Full Conversion" then Column BA (AMOUNT) and Column BB (TAXES) BOTH values will be convert based on selected Currency in (Column L). 2. If you choose "Partial Conversion" then Column BA (AMOUNT) only will be converted based on selected currency (Column L) and Column BB (TAXES) value (INR) will be added to the converted values.
Note on K81: gepadmin: 1. If you choose "Full Conversion" then Column BA (AMOUNT) and Column BB (TAXES) BOTH values will be convert based on selected Currency in (Column L). 2. If you choose "Partial Conversion" then Column BA (AMOUNT) only will be converted based on selected currency (Column L) and Column BB (TAXES) value (INR) will be added to the converted values.
Note on K87: gepadmin: 1. If you choose "Full Conversion" then Column BA (AMOUNT) and Column BB (TAXES) BOTH values will be convert based on selected Currency in (Column L). 2. If you choose "Partial Conversion" then Column BA (AMOUNT) only will be converted based on selected currency (Column L) and Column BB (TAXES) value (INR) will be added to the converted values.
Note on K91: gepadmin: 1. If you choose "Full Conversion" then Column BA (AMOUNT) and Column BB (TAXES) BOTH values will be convert based on selected Currency in (Column L). 2. If you choose "Partial Conversion" then Column BA (AMOUNT) only will be converted based on selected currency (Column L) and Column BB (TAXES) value (INR) will be added to the converted values.
Note on K94: gepadmin: 1. If you choose "Full Conversion" then Column BA (AMOUNT) and Column BB (TAXES) BOTH values will be convert based on selected Currency in (Column L). 2. If you choose "Partial Conversion" then Column BA (AMOUNT) only will be converted based on selected currency (Column L) and Column BB (TAXES) value (INR) will be added to the converted values.
Note on K97: gepadmin: 1. If you choose "Full Conversion" then Column BA (AMOUNT) and Column BB (TAXES) BOTH values will be convert based on selected Currency in (Column L). 2. If you choose "Partial Conversion" then Column BA (AMOUNT) only will be converted based on selected currency (Column L) and Column BB (TAXES) value (INR) will be added to the converted values.
Note on K103: gepadmin: 1. If you choose "Full Conversion" then Column BA (AMOUNT) and Column BB (TAXES) BOTH values will be convert based on selected Currency in (Column L). 2. If you choose "Partial Conversion" then Column BA (AMOUNT) only will be converted based on selected currency (Column L) and Column BB (TAXES) value (INR) will be added to the converted values.
Note on K108: gepadmin: 1. If you choose "Full Conversion" then Column BA (AMOUNT) and Column BB (TAXES) BOTH values will be convert based on selected Currency in (Column L). 2. If you choose "Partial Conversion" then Column BA (AMOUNT) only will be converted based on selected currency (Column L) and Column BB (TAXES) value (INR) will be added to the converted values.
Note on K115: gepadmin: 1. If you choose "Full Conversion" then Column BA (AMOUNT) and Column BB (TAXES) BOTH values will be convert based on selected Currency in (Column L). 2. If you choose "Partial Conversion" then Column BA (AMOUNT) only will be converted based on selected currency (Column L) and Column BB (TAXES) value (INR) will be added to the converted values.
Note on K122: gepadmin: 1. If you choose "Full Conversion" then Column BA (AMOUNT) and Column BB (TAXES) BOTH values will be convert based on selected Currency in (Column L). 2. If you choose "Partial Conversion" then Column BA (AMOUNT) only will be converted based on selected currency (Column L) and Column BB (TAXES) value (INR) will be added to the converted values.
Note on K127: gepadmin: 1. If you choose "Full Conversion" then Column BA (AMOUNT) and Column BB (TAXES) BOTH values will be convert based on selected Currency in (Column L). 2. If you choose "Partial Conversion" then Column BA (AMOUNT) only will be converted based on selected currency (Column L) and Column BB (TAXES) value (INR) will be added to the converted values.
Note on K112: gepadmin: 1. If you choose "Full Conversion" then Column BA (AMOUNT) and Column BB (TAXES) BOTH values will be convert based on selected Currency in (Column L). 2. If you choose "Partial Conversion" then Column BA (AMOUNT) only will be converted based on selected currency (Column L) and Column BB (TAXES) value (INR) will be added to the converted values.
Note on K118: gepadmin: 1. If you choose "Full Conversion" then Column BA (AMOUNT) and Column BB (TAXES) BOTH values will be convert based on selected Currency in (Column L). 2. If you choose "Partial Conversion" then Column BA (AMOUNT) only will be converted based on selected currency (Column L) and Column BB (TAXES) value (INR) will be added to the converted values.
Note on K125: gepadmin: 1. If you choose "Full Conversion" then Column BA (AMOUNT) and Column BB (TAXES) BOTH values will be convert based on selected Currency in (Column L). 2. If you choose "Partial Conversion" then Column BA (AMOUNT) only will be converted based on selected currency (Column L) and Column BB (TAXES) value (INR) will be added to the converted values.
Note on K131: gepadmin: 1. If you choose "Full Conversion" then Column BA (AMOUNT) and Column BB (TAXES) BOTH values will be convert based on selected Currency in (Column L). 2. If you choose "Partial Conversion" then Column BA (AMOUNT) only will be converted based on selected currency (Column L) and Column BB (TAXES) value (INR) will be added to the converted values.
Note on K136: gepadmin: 1. If you choose "Full Conversion" then Column BA (AMOUNT) and Column BB (TAXES) BOTH values will be convert based on selected Currency in (Column L). 2. If you choose "Partial Conversion" then Column BA (AMOUNT) only will be converted based on selected currency (Column L) and Column BB (TAXES) value (INR) will be added to the converted values.
Note on K147: gepadmin: 1. If you choose "Full Conversion" then Column BA (AMOUNT) and Column BB (TAXES) BOTH values will be convert based on selected Currency in (Column L). 2. If you choose "Partial Conversion" then Column BA (AMOUNT) only will be converted based on selected currency (Column L) and Column BB (TAXES) value (INR) will be added to the converted values.
Note on K151: gepadmin: 1. If you choose "Full Conversion" then Column BA (AMOUNT) and Column BB (TAXES) BOTH values will be convert based on selected Currency in (Column L). 2. If you choose "Partial Conversion" then Column BA (AMOUNT) only will be converted based on selected currency (Column L) and Column BB (TAXES) value (INR) will be added to the converted values.
Note on K154: gepadmin: 1. If you choose "Full Conversion" then Column BA (AMOUNT) and Column BB (TAXES) BOTH values will be convert based on selected Currency in (Column L). 2. If you choose "Partial Conversion" then Column BA (AMOUNT) only will be converted based on selected currency (Column L) and Column BB (TAXES) value (INR) will be added to the converted values.
Note on K159: gepadmin: 1. If you choose "Full Conversion" then Column BA (AMOUNT) and Column BB (TAXES) BOTH values will be convert based on selected Currency in (Column L). 2. If you choose "Partial Conversion" then Column BA (AMOUNT) only will be converted based on selected currency (Column L) and Column BB (TAXES) value (INR) will be added to the converted values.
Note on K165: gepadmin: 1. If you choose "Full Conversion" then Column BA (AMOUNT) and Column BB (TAXES) BOTH values will be convert based on selected Currency in (Column L). 2. If you choose "Partial Conversion" then Column BA (AMOUNT) only will be converted based on selected currency (Column L) and Column BB (TAXES) value (INR) will be added to the converted values.
Note on K167: gepadmin: 1. If you choose "Full Conversion" then Column BA (AMOUNT) and Column BB (TAXES) BOTH values will be convert based on selected Currency in (Column L). 2. If you choose "Partial Conversion" then Column BA (AMOUNT) only will be converted based on selected currency (Column L) and Column BB (TAXES) value (INR) will be added to the converted values.
Note on K177: gepadmin: 1. If you choose "Full Conversion" then Column BA (AMOUNT) and Column BB (TAXES) BOTH values will be convert based on selected Currency in (Column L). 2. If you choose "Partial Conversion" then Column BA (AMOUNT) only will be converted based on selected currency (Column L) and Column BB (TAXES) value (INR) will be added to the converted values.
Note on K183: gepadmin: 1. If you choose "Full Conversion" then Column BA (AMOUNT) and Column BB (TAXES) BOTH values will be convert based on selected Currency in (Column L). 2. If you choose "Partial Conversion" then Column BA (AMOUNT) only will be converted based on selected currency (Column L) and Column BB (TAXES) value (INR) will be added to the converted values.
Note on K184: gepadmin: 1. If you choose "Full Conversion" then Column BA (AMOUNT) and Column BB (TAXES) BOTH values will be convert based on selected Currency in (Column L). 2. If you choose "Partial Conversion" then Column BA (AMOUNT) only will be converted based on selected currency (Column L) and Column BB (TAXES) value (INR) will be added to the converted values.
Note on K189: gepadmin: 1. If you choose "Full Conversion" then Column BA (AMOUNT) and Column BB (TAXES) BOTH values will be convert based on selected Currency in (Column L). 2. If you choose "Partial Conversion" then Column BA (AMOUNT) only will be converted based on selected currency (Column L) and Column BB (TAXES) value (INR) will be added to the converted values.
Note on K190: gepadmin: 1. If you choose "Full Conversion" then Column BA (AMOUNT) and Column BB (TAXES) BOTH values will be convert based on selected Currency in (Column L). 2. If you choose "Partial Conversion" then Column BA (AMOUNT) only will be converted based on selected currency (Column L) and Column BB (TAXES) value (INR) will be added to the converted values.
Note on K191: gepadmin: 1. If you choose "Full Conversion" then Column BA (AMOUNT) and Column BB (TAXES) BOTH values will be convert based on selected Currency in (Column L). 2. If you choose "Partial Conversion" then Column BA (AMOUNT) only will be converted based on selected currency (Column L) and Column BB (TAXES) value (INR) will be added to the converted values.
Note on K195: gepadmin: 1. If you choose "Full Conversion" then Column BA (AMOUNT) and Column BB (TAXES) BOTH values will be convert based on selected Currency in (Column L). 2. If you choose "Partial Conversion" then Column BA (AMOUNT) only will be converted based on selected currency (Column L) and Column BB (TAXES) value (INR) will be added to the converted values.
Note on K196: gepadmin: 1. If you choose "Full Conversion" then Column BA (AMOUNT) and Column BB (TAXES) BOTH values will be convert based on selected Currency in (Column L). 2. If you choose "Partial Conversion" then Column BA (AMOUNT) only will be converted based on selected currency (Column L) and Column BB (TAXES) value (INR) will be added to the converted values.
Note on K203: gepadmin: 1. If you choose "Full Conversion" then Column BA (AMOUNT) and Column BB (TAXES) BOTH values will be convert based on selected Currency in (Column L). 2. If you choose "Partial Conversion" then Column BA (AMOUNT) only will be converted based on selected currency (Column L) and Column BB (TAXES) value (INR) will be added to the converted values.
Note on K205: gepadmin: 1. If you choose "Full Conversion" then Column BA (AMOUNT) and Column BB (TAXES) BOTH values will be convert based on selected Currency in (Column L). 2. If you choose "Partial Conversion" then Column BA (AMOUNT) only will be converted based on selected currency (Column L) and Column BB (TAXES) value (INR) will be added to the converted values.
Note on K212: gepadmin: 1. If you choose "Full Conversion" then Column BA (AMOUNT) and Column BB (TAXES) BOTH values will be convert based on selected Currency in (Column L). 2. If you choose "Partial Conversion" then Column BA (AMOUNT) only will be converted based on selected currency (Column L) and Column BB (TAXES) value (INR) will be added to the converted values.
Note on K217: gepadmin: 1. If you choose "Full Conversion" then Column BA (AMOUNT) and Column BB (TAXES) BOTH values will be convert based on selected Currency in (Column L). 2. If you choose "Partial Conversion" then Column BA (AMOUNT) only will be converted based on selected currency (Column L) and Column BB (TAXES) value (INR) will be added to the converted values.
Note on K228: gepadmin: 1. If you choose "Full Conversion" then Column BA (AMOUNT) and Column BB (TAXES) BOTH values will be convert based on selected Currency in (Column L). 2. If you choose "Partial Conversion" then Column BA (AMOUNT) only will be converted based on selected currency (Column L) and Column BB (TAXES) value (INR) will be added to the converted values.
Note on K232: gepadmin: 1. If you choose "Full Conversion" then Column BA (AMOUNT) and Column BB (TAXES) BOTH values will be convert based on selected Currency in (Column L). 2. If you choose "Partial Conversion" then Column BA (AMOUNT) only will be converted based on selected currency (Column L) and Column BB (TAXES) value (INR) will be added to the converted values.
Note on K233: gepadmin: 1. If you choose "Full Conversion" then Column BA (AMOUNT) and Column BB (TAXES) BOTH values will be convert based on selected Currency in (Column L). 2. If you choose "Partial Conversion" then Column BA (AMOUNT) only will be converted based on selected currency (Column L) and Column BB (TAXES) value (INR) will be added to the converted values.
Note on K17: gepadmin: 1. If you choose "Full Conversion" then Column BA (AMOUNT) and Column BB (TAXES) BOTH values will be convert based on selected Currency in (Column L). 2. If you choose "Partial Conversion" then Column BA (AMOUNT) only will be converted based on selected currency (Column L) and Column BB (TAXES) value (INR) will be added to the converted values.
Note on K43: gepadmin: 1. If you choose "Full Conversion" then Column BA (AMOUNT) and Column BB (TAXES) BOTH values will be convert based on selected Currency in (Column L). 2. If you choose "Partial Conversion" then Column BA (AMOUNT) only will be converted based on selected currency (Column L) and Column BB (TAXES) value (INR) will be added to the converted values.
Note on K25: gepadmin: 1. If you choose "Full Conversion" then Column BA (AMOUNT) and Column BB (TAXES) BOTH values will be convert based on selected Currency in (Column L). 2. If you choose "Partial Conversion" then Column BA (AMOUNT) only will be converted based on selected currency (Column L) and Column BB (TAXES) value (INR) will be added to the converted values.
Note on K35: gepadmin: 1. If you choose "Full Conversion" then Column BA (AMOUNT) and Column BB (TAXES) BOTH values will be convert based on selected Currency in (Column L). 2. If you choose "Partial Conversion" then Column BA (AMOUNT) only will be converted based on selected currency (Column L) and Column BB (TAXES) value (INR) will be added to the converted values.
Note on K52: gepadmin: 1. If you choose "Full Conversion" then Column BA (AMOUNT) and Column BB (TAXES) BOTH values will be convert based on selected Currency in (Column L). 2. If you choose "Partial Conversion" then Column BA (AMOUNT) only will be converted based on selected currency (Column L) and Column BB (TAXES) value (INR) will be added to the converted values.
Note on K53: gepadmin: 1. If you choose "Full Conversion" then Column BA (AMOUNT) and Column BB (TAXES) BOTH values will be convert based on selected Currency in (Column L). 2. If you choose "Partial Conversion" then Column BA (AMOUNT) only will be converted based on selected currency (Column L) and Column BB (TAXES) value (INR) will be added to the converted values.
Note on K58: gepadmin: 1. If you choose "Full Conversion" then Column BA (AMOUNT) and Column BB (TAXES) BOTH values will be convert based on selected Currency in (Column L). 2. If you choose "Partial Conversion" then Column BA (AMOUNT) only will be converted based on selected currency (Column L) and Column BB (TAXES) value (INR) will be added to the converted values.
Note on K72: gepadmin: 1. If you choose "Full Conversion" then Column BA (AMOUNT) and Column BB (TAXES) BOTH values will be convert based on selected Currency in (Column L). 2. If you choose "Partial Conversion" then Column BA (AMOUNT) only will be converted based on selected currency (Column L) and Column BB (TAXES) value (INR) will be added to the converted values.
Note on K77: gepadmin: 1. If you choose "Full Conversion" then Column BA (AMOUNT) and Column BB (TAXES) BOTH values will be convert based on selected Currency in (Column L). 2. If you choose "Partial Conversion" then Column BA (AMOUNT) only will be converted based on selected currency (Column L) and Column BB (TAXES) value (INR) will be added to the converted values.
Note on K82: gepadmin: 1. If you choose "Full Conversion" then Column BA (AMOUNT) and Column BB (TAXES) BOTH values will be convert based on selected Currency in (Column L). 2. If you choose "Partial Conversion" then Column BA (AMOUNT) only will be converted based on selected currency (Column L) and Column BB (TAXES) value (INR) will be added to the converted values.
Note on K88: gepadmin: 1. If you choose "Full Conversion" then Column BA (AMOUNT) and Column BB (TAXES) BOTH values will be convert based on selected Currency in (Column L). 2. If you choose "Partial Conversion" then Column BA (AMOUNT) only will be converted based on selected currency (Column L) and Column BB (TAXES) value (INR) will be added to the converted values.
Note on K92: gepadmin: 1. If you choose "Full Conversion" then Column BA (AMOUNT) and Column BB (TAXES) BOTH values will be convert based on selected Currency in (Column L). 2. If you choose "Partial Conversion" then Column BA (AMOUNT) only will be converted based on selected currency (Column L) and Column BB (TAXES) value (INR) will be added to the converted values.
Note on K95: gepadmin: 1. If you choose "Full Conversion" then Column BA (AMOUNT) and Column BB (TAXES) BOTH values will be convert based on selected Currency in (Column L). 2. If you choose "Partial Conversion" then Column BA (AMOUNT) only will be converted based on selected currency (Column L) and Column BB (TAXES) value (INR) will be added to the converted values.
Note on K98: gepadmin: 1. If you choose "Full Conversion" then Column BA (AMOUNT) and Column BB (TAXES) BOTH values will be convert based on selected Currency in (Column L). 2. If you choose "Partial Conversion" then Column BA (AMOUNT) only will be converted based on selected currency (Column L) and Column BB (TAXES) value (INR) will be added to the converted values.
Note on K104: gepadmin: 1. If you choose "Full Conversion" then Column BA (AMOUNT) and Column BB (TAXES) BOTH values will be convert based on selected Currency in (Column L). 2. If you choose "Partial Conversion" then Column BA (AMOUNT) only will be converted based on selected currency (Column L) and Column BB (TAXES) value (INR) will be added to the converted values.
Note on K119: gepadmin: 1. If you choose "Full Conversion" then Column BA (AMOUNT) and Column BB (TAXES) BOTH values will be convert based on selected Currency in (Column L). 2. If you choose "Partial Conversion" then Column BA (AMOUNT) only will be converted based on selected currency (Column L) and Column BB (TAXES) value (INR) will be added to the converted values.
Note on K126: gepadmin: 1. If you choose "Full Conversion" then Column BA (AMOUNT) and Column BB (TAXES) BOTH values will be convert based on selected Currency in (Column L). 2. If you choose "Partial Conversion" then Column BA (AMOUNT) only will be converted based on selected currency (Column L) and Column BB (TAXES) value (INR) will be added to the converted values.
Note on K132: gepadmin: 1. If you choose "Full Conversion" then Column BA (AMOUNT) and Column BB (TAXES) BOTH values will be convert based on selected Currency in (Column L). 2. If you choose "Partial Conversion" then Column BA (AMOUNT) only will be converted based on selected currency (Column L) and Column BB (TAXES) value (INR) will be added to the converted values.
Note on K148: gepadmin: 1. If you choose "Full Conversion" then Column BA (AMOUNT) and Column BB (TAXES) BOTH values will be convert based on selected Currency in (Column L). 2. If you choose "Partial Conversion" then Column BA (AMOUNT) only will be converted based on selected currency (Column L) and Column BB (TAXES) value (INR) will be added to the converted values.
Note on K155: gepadmin: 1. If you choose "Full Conversion" then Column BA (AMOUNT) and Column BB (TAXES) BOTH values will be convert based on selected Currency in (Column L). 2. If you choose "Partial Conversion" then Column BA (AMOUNT) only will be converted based on selected currency (Column L) and Column BB (TAXES) value (INR) will be added to the converted values.
Note on K157: gepadmin: 1. If you choose "Full Conversion" then Column BA (AMOUNT) and Column BB (TAXES) BOTH values will be convert based on selected Currency in (Column L). 2. If you choose "Partial Conversion" then Column BA (AMOUNT) only will be converted based on selected currency (Column L) and Column BB (TAXES) value (INR) will be added to the converted values.
Note on K162: gepadmin: 1. If you choose "Full Conversion" then Column BA (AMOUNT) and Column BB (TAXES) BOTH values will be convert based on selected Currency in (Column L). 2. If you choose "Partial Conversion" then Column BA (AMOUNT) only will be converted based on selected currency (Column L) and Column BB (TAXES) value (INR) will be added to the converted values.
Note on K169: gepadmin: 1. If you choose "Full Conversion" then Column BA (AMOUNT) and Column BB (TAXES) BOTH values will be convert based on selected Currency in (Column L). 2. If you choose "Partial Conversion" then Column BA (AMOUNT) only will be converted based on selected currency (Column L) and Column BB (TAXES) value (INR) will be added to the converted values.
Note on K170: gepadmin: 1. If you choose "Full Conversion" then Column BA (AMOUNT) and Column BB (TAXES) BOTH values will be convert based on selected Currency in (Column L). 2. If you choose "Partial Conversion" then Column BA (AMOUNT) only will be converted based on selected currency (Column L) and Column BB (TAXES) value (INR) will be added to the converted values.
Note on K172: gepadmin: 1. If you choose "Full Conversion" then Column BA (AMOUNT) and Column BB (TAXES) BOTH values will be convert based on selected Currency in (Column L). 2. If you choose "Partial Conversion" then Column BA (AMOUNT) only will be converted based on selected currency (Column L) and Column BB (TAXES) value (INR) will be added to the converted values.
Note on K175: gepadmin: 1. If you choose "Full Conversion" then Column BA (AMOUNT) and Column BB (TAXES) BOTH values will be convert based on selected Currency in (Column L). 2. If you choose "Partial Conversion" then Column BA (AMOUNT) only will be converted based on selected currency (Column L) and Column BB (TAXES) value (INR) will be added to the converted values.
Note on K192: gepadmin: 1. If you choose "Full Conversion" then Column BA (AMOUNT) and Column BB (TAXES) BOTH values will be convert based on selected Currency in (Column L). 2. If you choose "Partial Conversion" then Column BA (AMOUNT) only will be converted based on selected currency (Column L) and Column BB (TAXES) value (INR) will be added to the converted values.
Note on K193: gepadmin: 1. If you choose "Full Conversion" then Column BA (AMOUNT) and Column BB (TAXES) BOTH values will be convert based on selected Currency in (Column L). 2. If you choose "Partial Conversion" then Column BA (AMOUNT) only will be converted based on selected currency (Column L) and Column BB (TAXES) value (INR) will be added to the converted values.
Note on K194: gepadmin: 1. If you choose "Full Conversion" then Column BA (AMOUNT) and Column BB (TAXES) BOTH values will be convert based on selected Currency in (Column L). 2. If you choose "Partial Conversion" then Column BA (AMOUNT) only will be converted based on selected currency (Column L) and Column BB (TAXES) value (INR) will be added to the converted values.
Note on K197: gepadmin: 1. If you choose "Full Conversion" then Column BA (AMOUNT) and Column BB (TAXES) BOTH values will be convert based on selected Currency in (Column L). 2. If you choose "Partial Conversion" then Column BA (AMOUNT) only will be converted based on selected currency (Column L) and Column BB (TAXES) value (INR) will be added to the converted values.
Note on K198: gepadmin: 1. If you choose "Full Conversion" then Column BA (AMOUNT) and Column BB (TAXES) BOTH values will be convert based on selected Currency in (Column L). 2. If you choose "Partial Conversion" then Column BA (AMOUNT) only will be converted based on selected currency (Column L) and Column BB (TAXES) value (INR) will be added to the converted values.
Note on K199: gepadmin: 1. If you choose "Full Conversion" then Column BA (AMOUNT) and Column BB (TAXES) BOTH values will be convert based on selected Currency in (Column L). 2. If you choose "Partial Conversion" then Column BA (AMOUNT) only will be converted based on selected currency (Column L) and Column BB (TAXES) value (INR) will be added to the converted values.
Note on K202: gepadmin: 1. If you choose "Full Conversion" then Column BA (AMOUNT) and Column BB (TAXES) BOTH values will be convert based on selected Currency in (Column L). 2. If you choose "Partial Conversion" then Column BA (AMOUNT) only will be converted based on selected currency (Column L) and Column BB (TAXES) value (INR) will be added to the converted values.
Note on K206: gepadmin: 1. If you choose "Full Conversion" then Column BA (AMOUNT) and Column BB (TAXES) BOTH values will be convert based on selected Currency in (Column L). 2. If you choose "Partial Conversion" then Column BA (AMOUNT) only will be converted based on selected currency (Column L) and Column BB (TAXES) value (INR) will be added to the converted values.
Note on K208: gepadmin: 1. If you choose "Full Conversion" then Column BA (AMOUNT) and Column BB (TAXES) BOTH values will be convert based on selected Currency in (Column L). 2. If you choose "Partial Conversion" then Column BA (AMOUNT) only will be converted based on selected currency (Column L) and Column BB (TAXES) value (INR) will be added to the converted values.
Note on K216: gepadmin: 1. If you choose "Full Conversion" then Column BA (AMOUNT) and Column BB (TAXES) BOTH values will be convert based on selected Currency in (Column L). 2. If you choose "Partial Conversion" then Column BA (AMOUNT) only will be converted based on selected currency (Column L) and Column BB (TAXES) value (INR) will be added to the converted values.
Note on K220: gepadmin: 1. If you choose "Full Conversion" then Column BA (AMOUNT) and Column BB (TAXES) BOTH values will be convert based on selected Currency in (Column L). 2. If you choose "Partial Conversion" then Column BA (AMOUNT) only will be converted based on selected currency (Column L) and Column BB (TAXES) value (INR) will be added to the converted values.
Note on K231: gepadmin: 1. If you choose "Full Conversion" then Column BA (AMOUNT) and Column BB (TAXES) BOTH values will be convert based on selected Currency in (Column L). 2. If you choose "Partial Conversion" then Column BA (AMOUNT) only will be converted based on selected currency (Column L) and Column BB (TAXES) value (INR) will be added to the converted values.
Note on K235: gepadmin: 1. If you choose "Full Conversion" then Column BA (AMOUNT) and Column BB (TAXES) BOTH values will be convert based on selected Currency in (Column L). 2. If you choose "Partial Conversion" then Column BA (AMOUNT) only will be converted based on selected currency (Column L) and Column BB (TAXES) value (INR) will be added to the converted values.
Note on K142: gepadmin: 1. If you choose "Full Conversion" then Column BA (AMOUNT) and Column BB (TAXES) BOTH values will be convert based on selected Currency in (Column L). 2. If you choose "Partial Conversion" then Column BA (AMOUNT) only will be converted based on selected currency (Column L) and Column BB (TAXES) value (INR) will be added to the converted values.
Note on K143: gepadmin: 1. If you choose "Full Conversion" then Column BA (AMOUNT) and Column BB (TAXES) BOTH values will be convert based on selected Currency in (Column L). 2. If you choose "Partial Conversion" then Column BA (AMOUNT) only will be converted based on selected currency (Column L) and Column BB (TAXES) value (INR) will be added to the converted values.
Note on K209: gepadmin: 1. If you choose "Full Conversion" then Column BA (AMOUNT) and Column BB (TAXES) BOTH values will be convert based on selected Currency in (Column L). 2. If you choose "Partial Conversion" then Column BA (AMOUNT) only will be converted based on selected currency (Column L) and Column BB (TAXES) value (INR) will be added to the converted values.
Note on K117: gepadmin: 1. If you choose "Full Conversion" then Column BA (AMOUNT) and Column BB (TAXES) BOTH values will be convert based on selected Currency in (Column L). 2. If you choose "Partial Conversion" then Column BA (AMOUNT) only will be converted based on selected currency (Column L) and Column BB (TAXES) value (INR) will be added to the converted values.
Note on K166: gepadmin: 1. If you choose "Full Conversion" then Column BA (AMOUNT) and Column BB (TAXES) BOTH values will be convert based on selected Currency in (Column L). 2. If you choose "Partial Conversion" then Column BA (AMOUNT) only will be converted based on selected currency (Column L) and Column BB (TAXES) value (INR) will be added to the converted values.
Note on K213: gepadmin: 1. If you choose "Full Conversion" then Column BA (AMOUNT) and Column BB (TAXES) BOTH values will be convert based on selected Currency in (Column L). 2. If you choose "Partial Conversion" then Column BA (AMOUNT) only will be converted based on selected currency (Column L) and Column BB (TAXES) value (INR) will be added to the converted values.
Note on K20: gepadmin: 1. If you choose "Full Conversion" then Column BA (AMOUNT) and Column BB (TAXES) BOTH values will be convert based on selected Currency in (Column L). 2. If you choose "Partial Conversion" then Column BA (AMOUNT) only will be converted based on selected currency (Column L) and Column BB (TAXES) value (INR) will be added to the converted values.
Note on K23: gepadmin: 1. If you choose "Full Conversion" then Column BA (AMOUNT) and Column BB (TAXES) BOTH values will be convert based on selected Currency in (Column L). 2. If you choose "Partial Conversion" then Column BA (AMOUNT) only will be converted based on selected currency (Column L) and Column BB (TAXES) value (INR) will be added to the converted values.
Note on K22: gepadmin: 1. If you choose "Full Conversion" then Column BA (AMOUNT) and Column BB (TAXES) BOTH values will be convert based on selected Currency in (Column L). 2. If you choose "Partial Conversion" then Column BA (AMOUNT) only will be converted based on selected currency (Column L) and Column BB (TAXES) value (INR) will be added to the converted values.
Note on K21: gepadmin: 1. If you choose "Full Conversion" then Column BA (AMOUNT) and Column BB (TAXES) BOTH values will be convert based on selected Currency in (Column L). 2. If you choose "Partial Conversion" then Column BA (AMOUNT) only will be converted based on selected currency (Column L) and Column BB (TAXES) value (INR) will be added to the converted values.
Note on K113: gepadmin: 1. If you choose "Full Conversion" then Column BA (AMOUNT) and Column BB (TAXES) BOTH values will be convert based on selected Currency in (Column L). 2. If you choose "Partial Conversion" then Column BA (AMOUNT) only will be converted based on selected currency (Column L) and Column BB (TAXES) value (INR) will be added to the converted values.
Note on K236: gepadmin: 1. If you choose "Full Conversion" then Column BA (AMOUNT) and Column BB (TAXES) BOTH values will be convert based on selected Currency in (Column L). 2. If you choose "Partial Conversion" then Column BA (AMOUNT) only will be converted based on selected currency (Column L) and Column BB (TAXES) value (INR) will be added to the converted values.
Note on K237: gepadmin: 1. If you choose "Full Conversion" then Column BA (AMOUNT) and Column BB (TAXES) BOTH values will be convert based on selected Currency in (Column L). 2. If you choose "Partial Conversion" then Column BA (AMOUNT) only will be converted based on selected currency (Column L) and Column BB (TAXES) value (INR) will be added to the converted values.
Note on K238: gepadmin: 1. If you choose "Full Conversion" then Column BA (AMOUNT) and Column BB (TAXES) BOTH values will be convert based on selected Currency in (Column L). 2. If you choose "Partial Conversion" then Column BA (AMOUNT) only will be converted based on selected currency (Column L) and Column BB (TAXES) value (INR) will be added to the converted values.
Note on K239: gepadmin: 1. If you choose "Full Conversion" then Column BA (AMOUNT) and Column BB (TAXES) BOTH values will be convert based on selected Currency in (Column L). 2. If you choose "Partial Conversion" then Column BA (AMOUNT) only will be converted based on selected currency (Column L) and Column BB (TAXES) value (INR) will be added to the converted values.
Note on K19: gepadmin: 1. If you choose "Full Conversion" then Column BA (AMOUNT) and Column BB (TAXES) BOTH values will be convert based on selected Currency in (Column L). 2. If you choose "Partial Conversion" then Column BA (AMOUNT) only will be converted based on selected currency (Column L) and Column BB (TAXES) value (INR) will be added to the converted values.
Note on K240: gepadmin: 1. If you choose "Full Conversion" then Column BA (AMOUNT) and Column BB (TAXES) BOTH values will be convert based on selected Currency in (Column L). 2. If you choose "Partial Conversion" then Column BA (AMOUNT) only will be converted based on selected currency (Column L) and Column BB (TAXES) value (INR) will be added to the converted values.
Note on K241: gepadmin: 1. If you choose "Full Conversion" then Column BA (AMOUNT) and Column BB (TAXES) BOTH values will be convert based on selected Currency in (Column L). 2. If you choose "Partial Conversion" then Column BA (AMOUNT) only will be converted based on selected currency (Column L) and Column BB (TAXES) value (INR) will be added to the converted values.
Note on K242: gepadmin: 1. If you choose "Full Conversion" then Column BA (AMOUNT) and Column BB (TAXES) BOTH values will be convert based on selected Currency in (Column L). 2. If you choose "Partial Conversion" then Column BA (AMOUNT) only will be converted based on selected currency (Column L) and Column BB (TAXES) value (INR) will be added to the converted values.
Note on K243: gepadmin: 1. If you choose "Full Conversion" then Column BA (AMOUNT) and Column BB (TAXES) BOTH values will be convert based on selected Currency in (Column L). 2. If you choose "Partial Conversion" then Column BA (AMOUNT) only will be converted based on selected currency (Column L) and Column BB (TAXES) value (INR) will be added to the converted values.
Note on K244: gepadmin: 1. If you choose "Full Conversion" then Column BA (AMOUNT) and Column BB (TAXES) BOTH values will be convert based on selected Currency in (Column L). 2. If you choose "Partial Conversion" then Column BA (AMOUNT) only will be converted based on selected currency (Column L) and Column BB (TAXES) value (INR) will be added to the converted values.
Note on K245: gepadmin: 1. If you choose "Full Conversion" then Column BA (AMOUNT) and Column BB (TAXES) BOTH values will be convert based on selected Currency in (Column L). 2. If you choose "Partial Conversion" then Column BA (AMOUNT) only will be converted based on selected currency (Column L) and Column BB (TAXES) value (INR) will be added to the converted values.
Note on K246: gepadmin: 1. If you choose "Full Conversion" then Column BA (AMOUNT) and Column BB (TAXES) BOTH values will be convert based on selected Currency in (Column L). 2. If you choose "Partial Conversion" then Column BA (AMOUNT) only will be converted based on selected currency (Column L) and Column BB (TAXES) value (INR) will be added to the converted values.
Note on K247: gepadmin: 1. If you choose "Full Conversion" then Column BA (AMOUNT) and Column BB (TAXES) BOTH values will be convert based on selected Currency in (Column L). 2. If you choose "Partial Conversion" then Column BA (AMOUNT) only will be converted based on selected currency (Column L) and Column BB (TAXES) value (INR) will be added to the converted values.
Note on K248: gepadmin: 1. If you choose "Full Conversion" then Column BA (AMOUNT) and Column BB (TAXES) BOTH values will be convert based on selected Currency in (Column L). 2. If you choose "Partial Conversion" then Column BA (AMOUNT) only will be converted based on selected currency (Column L) and Column BB (TAXES) value (INR) will be added to the converted values.
Note on K249: gepadmin: 1. If you choose "Full Conversion" then Column BA (AMOUNT) and Column BB (TAXES) BOTH values will be convert based on selected Currency in (Column L). 2. If you choose "Partial Conversion" then Column BA (AMOUNT) only will be converted based on selected currency (Column L) and Column BB (TAXES) value (INR) will be added to the converted values.
Note on K185: gepadmin: 1. If you choose "Full Conversion" then Column BA (AMOUNT) and Column BB (TAXES) BOTH values will be convert based on selected Currency in (Column L). 2. If you choose "Partial Conversion" then Column BA (AMOUNT) only will be converted based on selected currency (Column L) and Column BB (TAXES) value (INR) will be added to the converted values.
Note on K141: gepadmin: 1. If you choose "Full Conversion" then Column BA (AMOUNT) and Column BB (TAXES) BOTH values will be convert based on selected Currency in (Column L). 2. If you choose "Partial Conversion" then Column BA (AMOUNT) only will be converted based on selected currency (Column L) and Column BB (TAXES) value (INR) will be added to the converted values.
Note on K250: gepadmin: 1. If you choose "Full Conversion" then Column BA (AMOUNT) and Column BB (TAXES) BOTH values will be convert based on selected Currency in (Column L). 2. If you choose "Partial Conversion" then Column BA (AMOUNT) only will be converted based on selected currency (Column L) and Column BB (TAXES) value (INR) will be added to the converted values.
Note on K251: gepadmin: 1. If you choose "Full Conversion" then Column BA (AMOUNT) and Column BB (TAXES) BOTH values will be convert based on selected Currency in (Column L). 2. If you choose "Partial Conversion" then Column BA (AMOUNT) only will be converted based on selected currency (Column L) and Column BB (TAXES) value (INR) will be added to the converted values.
Note on K252: gepadmin: 1. If you choose "Full Conversion" then Column BA (AMOUNT) and Column BB (TAXES) BOTH values will be convert based on selected Currency in (Column L). 2. If you choose "Partial Conversion" then Column BA (AMOUNT) only will be converted based on selected currency (Column L) and Column BB (TAXES) value (INR) will be added to the converted values.
Note on K253: gepadmin: 1. If you choose "Full Conversion" then Column BA (AMOUNT) and Column BB (TAXES) BOTH values will be convert based on selected Currency in (Column L). 2. If you choose "Partial Conversion" then Column BA (AMOUNT) only will be converted based on selected currency (Column L) and Column BB (TAXES) value (INR) will be added to the converted values.
Note on K254: gepadmin: 1. If you choose "Full Conversion" then Column BA (AMOUNT) and Column BB (TAXES) BOTH values will be convert based on selected Currency in (Column L). 2. If you choose "Partial Conversion" then Column BA (AMOUNT) only will be converted based on selected currency (Column L) and Column BB (TAXES) value (INR) will be added to the converted values.
Note on K255: gepadmin: 1. If you choose "Full Conversion" then Column BA (AMOUNT) and Column BB (TAXES) BOTH values will be convert based on selected Currency in (Column L). 2. If you choose "Partial Conversion" then Column BA (AMOUNT) only will be converted based on selected currency (Column L) and Column BB (TAXES) value (INR) will be added to the converted values.
Note on K256: gepadmin: 1. If you choose "Full Conversion" then Column BA (AMOUNT) and Column BB (TAXES) BOTH values will be convert based on selected Currency in (Column L). 2. If you choose "Partial Conversion" then Column BA (AMOUNT) only will be converted based on selected currency (Column L) and Column BB (TAXES) value (INR) will be added to the converted values.
Note on K257: gepadmin: 1. If you choose "Full Conversion" then Column BA (AMOUNT) and Column BB (TAXES) BOTH values will be convert based on selected Currency in (Column L). 2. If you choose "Partial Conversion" then Column BA (AMOUNT) only will be converted based on selected currency (Column L) and Column BB (TAXES) value (INR) will be added to the converted values.
Note on K258: gepadmin: 1. If you choose "Full Conversion" then Column BA (AMOUNT) and Column BB (TAXES) BOTH values will be convert based on selected Currency in (Column L). 2. If you choose "Partial Conversion" then Column BA (AMOUNT) only will be converted based on selected currency (Column L) and Column BB (TAXES) value (INR) will be added to the converted values.
Note on K259: gepadmin: 1. If you choose "Full Conversion" then Column BA (AMOUNT) and Column BB (TAXES) BOTH values will be convert based on selected Currency in (Column L). 2. If you choose "Partial Conversion" then Column BA (AMOUNT) only will be converted based on selected currency (Column L) and Column BB (TAXES) value (INR) will be added to the converted values.
Note on K260: gepadmin: 1. If you choose "Full Conversion" then Column BA (AMOUNT) and Column BB (TAXES) BOTH values will be convert based on selected Currency in (Column L). 2. If you choose "Partial Conversion" then Column BA (AMOUNT) only will be converted based on selected currency (Column L) and Column BB (TAXES) value (INR) will be added to the converted values.
Note on K261: gepadmin: 1. If you choose "Full Conversion" then Column BA (AMOUNT) and Column BB (TAXES) BOTH values will be convert based on selected Currency in (Column L). 2. If you choose "Partial Conversion" then Column BA (AMOUNT) only will be converted based on selected currency (Column L) and Column BB (TAXES) value (INR) will be added to the converted values.
Note on K262: gepadmin: 1. If you choose "Full Conversion" then Column BA (AMOUNT) and Column BB (TAXES) BOTH values will be convert based on selected Currency in (Column L). 2. If you choose "Partial Conversion" then Column BA (AMOUNT) only will be converted based on selected currency (Column L) and Column BB (TAXES) value (INR) will be added to the converted values.
Note on K263: gepadmin: 1. If you choose "Full Conversion" then Column BA (AMOUNT) and Column BB (TAXES) BOTH values will be convert based on selected Currency in (Column L). 2. If you choose "Partial Conversion" then Column BA (AMOUNT) only will be converted based on selected currency (Column L) and Column BB (TAXES) value (INR) will be added to the converted values.
Note on K271: gepadmin: 1. If you choose "Full Conversion" then Column BA (AMOUNT) and Column BB (TAXES) BOTH values will be convert based on selected Currency in (Column L). 2. If you choose "Partial Conversion" then Column BA (AMOUNT) only will be converted based on selected currency (Column L) and Column BB (TAXES) value (INR) will be added to the converted values.
Note on K273: gepadmin: 1. If you choose "Full Conversion" then Column BA (AMOUNT) and Column BB (TAXES) BOTH values will be convert based on selected Currency in (Column L). 2. If you choose "Partial Conversion" then Column BA (AMOUNT) only will be converted based on selected currency (Column L) and Column BB (TAXES) value (INR) will be added to the converted values.
Note on K277: gepadmin: 1. If you choose "Full Conversion" then Column BA (AMOUNT) and Column BB (TAXES) BOTH values will be convert based on selected Currency in (Column L). 2. If you choose "Partial Conversion" then Column BA (AMOUNT) only will be converted based on selected currency (Column L) and Column BB (TAXES) value (INR) will be added to the converted values.
Note on K281: gepadmin: 1. If you choose "Full Conversion" then Column BA (AMOUNT) and Column BB (TAXES) BOTH values will be convert based on selected Currency in (Column L). 2. If you choose "Partial Conversion" then Column BA (AMOUNT) only will be converted based on selected currency (Column L) and Column BB (TAXES) value (INR) will be added to the converted values.
Note on K282: gepadmin: 1. If you choose "Full Conversion" then Column BA (AMOUNT) and Column BB (TAXES) BOTH values will be convert based on selected Currency in (Column L). 2. If you choose "Partial Conversion" then Column BA (AMOUNT) only will be converted based on selected currency (Column L) and Column BB (TAXES) value (INR) will be added to the converted values.
Note on K285: gepadmin: 1. If you choose "Full Conversion" then Column BA (AMOUNT) and Column BB (TAXES) BOTH values will be convert based on selected Currency in (Column L). 2. If you choose "Partial Conversion" then Column BA (AMOUNT) only will be converted based on selected currency (Column L) and Column BB (TAXES) value (INR) will be added to the converted values.
Note on K286: gepadmin: 1. If you choose "Full Conversion" then Column BA (AMOUNT) and Column BB (TAXES) BOTH values will be convert based on selected Currency in (Column L). 2. If you choose "Partial Conversion" then Column BA (AMOUNT) only will be converted based on selected currency (Column L) and Column BB (TAXES) value (INR) will be added to the converted values.
Note on K288: gepadmin: 1. If you choose "Full Conversion" then Column BA (AMOUNT) and Column BB (TAXES) BOTH values will be convert based on selected Currency in (Column L). 2. If you choose "Partial Conversion" then Column BA (AMOUNT) only will be converted based on selected currency (Column L) and Column BB (TAXES) value (INR) will be added to the converted values.
Note on K289: gepadmin: 1. If you choose "Full Conversion" then Column BA (AMOUNT) and Column BB (TAXES) BOTH values will be convert based on selected Currency in (Column L). 2. If you choose "Partial Conversion" then Column BA (AMOUNT) only will be converted based on selected currency (Column L) and Column BB (TAXES) value (INR) will be added to the converted values.
Note on K290: gepadmin: 1. If you choose "Full Conversion" then Column BA (AMOUNT) and Column BB (TAXES) BOTH values will be convert based on selected Currency in (Column L). 2. If you choose "Partial Conversion" then Column BA (AMOUNT) only will be converted based on selected currency (Column L) and Column BB (TAXES) value (INR) will be added to the converted values.
Note on K291: gepadmin: 1. If you choose "Full Conversion" then Column BA (AMOUNT) and Column BB (TAXES) BOTH values will be convert based on selected Currency in (Column L). 2. If you choose "Partial Conversion" then Column BA (AMOUNT) only will be converted based on selected currency (Column L) and Column BB (TAXES) value (INR) will be added to the converted values.
Note on K292: gepadmin: 1. If you choose "Full Conversion" then Column BA (AMOUNT) and Column BB (TAXES) BOTH values will be convert based on selected Currency in (Column L). 2. If you choose "Partial Conversion" then Column BA (AMOUNT) only will be converted based on selected currency (Column L) and Column BB (TAXES) value (INR) will be added to the converted values.
Note on K293: gepadmin: 1. If you choose "Full Conversion" then Column BA (AMOUNT) and Column BB (TAXES) BOTH values will be convert based on selected Currency in (Column L). 2. If you choose "Partial Conversion" then Column BA (AMOUNT) only will be converted based on selected currency (Column L) and Column BB (TAXES) value (INR) will be added to the converted values.
Note on K296: gepadmin: 1. If you choose "Full Conversion" then Column BA (AMOUNT) and Column BB (TAXES) BOTH values will be convert based on selected Currency in (Column L). 2. If you choose "Partial Conversion" then Column BA (AMOUNT) only will be converted based on selected currency (Column L) and Column BB (TAXES) value (INR) will be added to the converted values.
Note on K305: gepadmin: 1. If you choose "Full Conversion" then Column BA (AMOUNT) and Column BB (TAXES) BOTH values will be convert based on selected Currency in (Column L). 2. If you choose "Partial Conversion" then Column BA (AMOUNT) only will be converted based on selected currency (Column L) and Column BB (TAXES) value (INR) will be added to the converted values.
Note on K307: gepadmin: 1. If you choose "Full Conversion" then Column BA (AMOUNT) and Column BB (TAXES) BOTH values will be convert based on selected Currency in (Column L). 2. If you choose "Partial Conversion" then Column BA (AMOUNT) only will be converted based on selected currency (Column L) and Column BB (TAXES) value (INR) will be added to the converted values.
Note on K310: gepadmin: 1. If you choose "Full Conversion" then Column BA (AMOUNT) and Column BB (TAXES) BOTH values will be convert based on selected Currency in (Column L). 2. If you choose "Partial Conversion" then Column BA (AMOUNT) only will be converted based on selected currency (Column L) and Column BB (TAXES) value (INR) will be added to the converted values.
Note on K314: gepadmin: 1. If you choose "Full Conversion" then Column BA (AMOUNT) and Column BB (TAXES) BOTH values will be convert based on selected Currency in (Column L). 2. If you choose "Partial Conversion" then Column BA (AMOUNT) only will be converted based on selected currency (Column L) and Column BB (TAXES) value (INR) will be added to the converted values.
Note on K315: gepadmin: 1. If you choose "Full Conversion" then Column BA (AMOUNT) and Column BB (TAXES) BOTH values will be convert based on selected Currency in (Column L). 2. If you choose "Partial Conversion" then Column BA (AMOUNT) only will be converted based on selected currency (Column L) and Column BB (TAXES) value (INR) will be added to the converted values.
Note on K318: gepadmin: 1. If you choose "Full Conversion" then Column BA (AMOUNT) and Column BB (TAXES) BOTH values will be convert based on selected Currency in (Column L). 2. If you choose "Partial Conversion" then Column BA (AMOUNT) only will be converted based on selected currency (Column L) and Column BB (TAXES) value (INR) will be added to the converted values.
Note on K319: gepadmin: 1. If you choose "Full Conversion" then Column BA (AMOUNT) and Column BB (TAXES) BOTH values will be convert based on selected Currency in (Column L). 2. If you choose "Partial Conversion" then Column BA (AMOUNT) only will be converted based on selected currency (Column L) and Column BB (TAXES) value (INR) will be added to the converted values.
Note on K321: gepadmin: 1. If you choose "Full Conversion" then Column BA (AMOUNT) and Column BB (TAXES) BOTH values will be convert based on selected Currency in (Column L). 2. If you choose "Partial Conversion" then Column BA (AMOUNT) only will be converted based on selected currency (Column L) and Column BB (TAXES) value (INR) will be added to the converted values.
Note on K322: gepadmin: 1. If you choose "Full Conversion" then Column BA (AMOUNT) and Column BB (TAXES) BOTH values will be convert based on selected Currency in (Column L). 2. If you choose "Partial Conversion" then Column BA (AMOUNT) only will be converted based on selected currency (Column L) and Column BB (TAXES) value (INR) will be added to the converted values.
Note on K323: gepadmin: 1. If you choose "Full Conversion" then Column BA (AMOUNT) and Column BB (TAXES) BOTH values will be convert based on selected Currency in (Column L). 2. If you choose "Partial Conversion" then Column BA (AMOUNT) only will be converted based on selected currency (Column L) and Column BB (TAXES) value (INR) will be added to the converted values.
Note on K324: gepadmin: 1. If you choose "Full Conversion" then Column BA (AMOUNT) and Column BB (TAXES) BOTH values will be convert based on selected Currency in (Column L). 2. If you choose "Partial Conversion" then Column BA (AMOUNT) only will be converted based on selected currency (Column L) and Column BB (TAXES) value (INR) will be added to the converted values.
Note on K325: gepadmin: 1. If you choose "Full Conversion" then Column BA (AMOUNT) and Column BB (TAXES) BOTH values will be convert based on selected Currency in (Column L). 2. If you choose "Partial Conversion" then Column BA (AMOUNT) only will be converted based on selected currency (Column L) and Column BB (TAXES) value (INR) will be added to the converted values.
Note on K326: gepadmin: 1. If you choose "Full Conversion" then Column BA (AMOUNT) and Column BB (TAXES) BOTH values will be convert based on selected Currency in (Column L). 2. If you choose "Partial Conversion" then Column BA (AMOUNT) only will be converted based on selected currency (Column L) and Column BB (TAXES) value (INR) will be added to the converted values.
Note on K327: gepadmin: 1. If you choose "Full Conversion" then Column BA (AMOUNT) and Column BB (TAXES) BOTH values will be convert based on selected Currency in (Column L). 2. If you choose "Partial Conversion" then Column BA (AMOUNT) only will be converted based on selected currency (Column L) and Column BB (TAXES) value (INR) will be added to the converted values.
Note on K264: gepadmin: 1. If you choose "Full Conversion" then Column BA (AMOUNT) and Column BB (TAXES) BOTH values will be convert based on selected Currency in (Column L). 2. If you choose "Partial Conversion" then Column BA (AMOUNT) only will be converted based on selected currency (Column L) and Column BB (TAXES) value (INR) will be added to the converted values.
Note on K269: gepadmin: 1. If you choose "Full Conversion" then Column BA (AMOUNT) and Column BB (TAXES) BOTH values will be convert based on selected Currency in (Column L). 2. If you choose "Partial Conversion" then Column BA (AMOUNT) only will be converted based on selected currency (Column L) and Column BB (TAXES) value (INR) will be added to the converted values.
Note on K265: gepadmin: 1. If you choose "Full Conversion" then Column BA (AMOUNT) and Column BB (TAXES) BOTH values will be convert based on selected Currency in (Column L). 2. If you choose "Partial Conversion" then Column BA (AMOUNT) only will be converted based on selected currency (Column L) and Column BB (TAXES) value (INR) will be added to the converted values.
Note on K266: gepadmin: 1. If you choose "Full Conversion" then Column BA (AMOUNT) and Column BB (TAXES) BOTH values will be convert based on selected Currency in (Column L). 2. If you choose "Partial Conversion" then Column BA (AMOUNT) only will be converted based on selected currency (Column L) and Column BB (TAXES) value (INR) will be added to the converted values.
Note on K267: gepadmin: 1. If you choose "Full Conversion" then Column BA (AMOUNT) and Column BB (TAXES) BOTH values will be convert based on selected Currency in (Column L). 2. If you choose "Partial Conversion" then Column BA (AMOUNT) only will be converted based on selected currency (Column L) and Column BB (TAXES) value (INR) will be added to the converted values.
Note on K268: gepadmin: 1. If you choose "Full Conversion" then Column BA (AMOUNT) and Column BB (TAXES) BOTH values will be convert based on selected Currency in (Column L). 2. If you choose "Partial Conversion" then Column BA (AMOUNT) only will be converted based on selected currency (Column L) and Column BB (TAXES) value (INR) will be added to the converted values.
Note on K270: gepadmin: 1. If you choose "Full Conversion" then Column BA (AMOUNT) and Column BB (TAXES) BOTH values will be convert based on selected Currency in (Column L). 2. If you choose "Partial Conversion" then Column BA (AMOUNT) only will be converted based on selected currency (Column L) and Column BB (TAXES) value (INR) will be added to the converted values.
Note on K329: gepadmin: 1. If you choose "Full Conversion" then Column BA (AMOUNT) and Column BB (TAXES) BOTH values will be convert based on selected Currency in (Column L). 2. If you choose "Partial Conversion" then Column BA (AMOUNT) only will be converted based on selected currency (Column L) and Column BB (TAXES) value (INR) will be added to the converted values.
Note on K330: gepadmin: 1. If you choose "Full Conversion" then Column BA (AMOUNT) and Column BB (TAXES) BOTH values will be convert based on selected Currency in (Column L). 2. If you choose "Partial Conversion" then Column BA (AMOUNT) only will be converted based on selected currency (Column L) and Column BB (TAXES) value (INR) will be added to the converted values.
Note on K331: gepadmin: 1. If you choose "Full Conversion" then Column BA (AMOUNT) and Column BB (TAXES) BOTH values will be convert based on selected Currency in (Column L). 2. If you choose "Partial Conversion" then Column BA (AMOUNT) only will be converted based on selected currency (Column L) and Column BB (TAXES) value (INR) will be added to the converted values.
Note on K332: gepadmin: 1. If you choose "Full Conversion" then Column BA (AMOUNT) and Column BB (TAXES) BOTH values will be convert based on selected Currency in (Column L). 2. If you choose "Partial Conversion" then Column BA (AMOUNT) only will be converted based on selected currency (Column L) and Column BB (TAXES) value (INR) will be added to the converted values.
Note on K333: gepadmin: 1. If you choose "Full Conversion" then Column BA (AMOUNT) and Column BB (TAXES) BOTH values will be convert based on selected Currency in (Column L). 2. If you choose "Partial Conversion" then Column BA (AMOUNT) only will be converted based on selected currency (Column L) and Column BB (TAXES) value (INR) will be added to the converted values.
Note on K334: gepadmin: 1. If you choose "Full Conversion" then Column BA (AMOUNT) and Column BB (TAXES) BOTH values will be convert based on selected Currency in (Column L). 2. If you choose "Partial Conversion" then Column BA (AMOUNT) only will be converted based on selected currency (Column L) and Column BB (TAXES) value (INR) will be added to the converted values.
Note on K339: gepadmin: 1. If you choose "Full Conversion" then Column BA (AMOUNT) and Column BB (TAXES) BOTH values will be convert based on selected Currency in (Column L). 2. If you choose "Partial Conversion" then Column BA (AMOUNT) only will be converted based on selected currency (Column L) and Column BB (TAXES) value (INR) will be added to the converted values.
Note on K343: gepadmin: 1. If you choose "Full Conversion" then Column BA (AMOUNT) and Column BB (TAXES) BOTH values will be convert based on selected Currency in (Column L). 2. If you choose "Partial Conversion" then Column BA (AMOUNT) only will be converted based on selected currency (Column L) and Column BB (TAXES) value (INR) will be added to the converted values.
Note on K344: gepadmin: 1. If you choose "Full Conversion" then Column BA (AMOUNT) and Column BB (TAXES) BOTH values will be convert based on selected Currency in (Column L). 2. If you choose "Partial Conversion" then Column BA (AMOUNT) only will be converted based on selected currency (Column L) and Column BB (TAXES) value (INR) will be added to the converted values.
Note on K347: gepadmin: 1. If you choose "Full Conversion" then Column BA (AMOUNT) and Column BB (TAXES) BOTH values will be convert based on selected Currency in (Column L). 2. If you choose "Partial Conversion" then Column BA (AMOUNT) only will be converted based on selected currency (Column L) and Column BB (TAXES) value (INR) will be added to the converted values.
Note on K348: gepadmin: 1. If you choose "Full Conversion" then Column BA (AMOUNT) and Column BB (TAXES) BOTH values will be convert based on selected Currency in (Column L). 2. If you choose "Partial Conversion" then Column BA (AMOUNT) only will be converted based on selected currency (Column L) and Column BB (TAXES) value (INR) will be added to the converted values.
Note on K350: gepadmin: 1. If you choose "Full Conversion" then Column BA (AMOUNT) and Column BB (TAXES) BOTH values will be convert based on selected Currency in (Column L). 2. If you choose "Partial Conversion" then Column BA (AMOUNT) only will be converted based on selected currency (Column L) and Column BB (TAXES) value (INR) will be added to the converted values.
Note on K351: gepadmin: 1. If you choose "Full Conversion" then Column BA (AMOUNT) and Column BB (TAXES) BOTH values will be convert based on selected Currency in (Column L). 2. If you choose "Partial Conversion" then Column BA (AMOUNT) only will be converted based on selected currency (Column L) and Column BB (TAXES) value (INR) will be added to the converted values.
Note on K352: gepadmin: 1. If you choose "Full Conversion" then Column BA (AMOUNT) and Column BB (TAXES) BOTH values will be convert based on selected Currency in (Column L). 2. If you choose "Partial Conversion" then Column BA (AMOUNT) only will be converted based on selected currency (Column L) and Column BB (TAXES) value (INR) will be added to the converted values.
Note on K353: gepadmin: 1. If you choose "Full Conversion" then Column BA (AMOUNT) and Column BB (TAXES) BOTH values will be convert based on selected Currency in (Column L). 2. If you choose "Partial Conversion" then Column BA (AMOUNT) only will be converted based on selected currency (Column L) and Column BB (TAXES) value (INR) will be added to the converted values.
Note on K354: gepadmin: 1. If you choose "Full Conversion" then Column BA (AMOUNT) and Column BB (TAXES) BOTH values will be convert based on selected Currency in (Column L). 2. If you choose "Partial Conversion" then Column BA (AMOUNT) only will be converted based on selected currency (Column L) and Column BB (TAXES) value (INR) will be added to the converted values.
Note on K355: gepadmin: 1. If you choose "Full Conversion" then Column BA (AMOUNT) and Column BB (TAXES) BOTH values will be convert based on selected Currency in (Column L). 2. If you choose "Partial Conversion" then Column BA (AMOUNT) only will be converted based on selected currency (Column L) and Column BB (TAXES) value (INR) will be added to the converted values.
Note on K356: gepadmin: 1. If you choose "Full Conversion" then Column BA (AMOUNT) and Column BB (TAXES) BOTH values will be convert based on selected Currency in (Column L). 2. If you choose "Partial Conversion" then Column BA (AMOUNT) only will be converted based on selected currency (Column L) and Column BB (TAXES) value (INR) will be added to the converted values.
Note on K358: gepadmin: 1. If you choose "Full Conversion" then Column BA (AMOUNT) and Column BB (TAXES) BOTH values will be convert based on selected Currency in (Column L). 2. If you choose "Partial Conversion" then Column BA (AMOUNT) only will be converted based on selected currency (Column L) and Column BB (TAXES) value (INR) will be added to the converted values.
Note on K359: gepadmin: 1. If you choose "Full Conversion" then Column BA (AMOUNT) and Column BB (TAXES) BOTH values will be convert based on selected Currency in (Column L). 2. If you choose "Partial Conversion" then Column BA (AMOUNT) only will be converted based on selected currency (Column L) and Column BB (TAXES) value (INR) will be added to the converted values.
Note on K360: gepadmin: 1. If you choose "Full Conversion" then Column BA (AMOUNT) and Column BB (TAXES) BOTH values will be convert based on selected Currency in (Column L). 2. If you choose "Partial Conversion" then Column BA (AMOUNT) only will be converted based on selected currency (Column L) and Column BB (TAXES) value (INR) will be added to the converted values.
Note on K361: gepadmin: 1. If you choose "Full Conversion" then Column BA (AMOUNT) and Column BB (TAXES) BOTH values will be convert based on selected Currency in (Column L). 2. If you choose "Partial Conversion" then Column BA (AMOUNT) only will be converted based on selected currency (Column L) and Column BB (TAXES) value (INR) will be added to the converted values.
Note on K362: gepadmin: 1. If you choose "Full Conversion" then Column BA (AMOUNT) and Column BB (TAXES) BOTH values will be convert based on selected Currency in (Column L). 2. If you choose "Partial Conversion" then Column BA (AMOUNT) only will be converted based on selected currency (Column L) and Column BB (TAXES) value (INR) will be added to the converted values.
Note on K363: gepadmin: 1. If you choose "Full Conversion" then Column BA (AMOUNT) and Column BB (TAXES) BOTH values will be convert based on selected Currency in (Column L). 2. If you choose "Partial Conversion" then Column BA (AMOUNT) only will be converted based on selected currency (Column L) and Column BB (TAXES) value (INR) will be added to the converted values.
Note on K366: gepadmin: 1. If you choose "Full Conversion" then Column BA (AMOUNT) and Column BB (TAXES) BOTH values will be convert based on selected Currency in (Column L). 2. If you choose "Partial Conversion" then Column BA (AMOUNT) only will be converted based on selected currency (Column L) and Column BB (TAXES) value (INR) will be added to the converted values.
Note on K367: gepadmin: 1. If you choose "Full Conversion" then Column BA (AMOUNT) and Column BB (TAXES) BOTH values will be convert based on selected Currency in (Column L). 2. If you choose "Partial Conversion" then Column BA (AMOUNT) only will be converted based on selected currency (Column L) and Column BB (TAXES) value (INR) will be added to the converted values.
Note on K369: gepadmin: 1. If you choose "Full Conversion" then Column BA (AMOUNT) and Column BB (TAXES) BOTH values will be convert based on selected Currency in (Column L). 2. If you choose "Partial Conversion" then Column BA (AMOUNT) only will be converted based on selected currency (Column L) and Column BB (TAXES) value (INR) will be added to the converted values.
Note on K370: gepadmin: 1. If you choose "Full Conversion" then Column BA (AMOUNT) and Column BB (TAXES) BOTH values will be convert based on selected Currency in (Column L). 2. If you choose "Partial Conversion" then Column BA (AMOUNT) only will be converted based on selected currency (Column L) and Column BB (TAXES) value (INR) will be added to the converted values.
Note on K371: gepadmin: 1. If you choose "Full Conversion" then Column BA (AMOUNT) and Column BB (TAXES) BOTH values will be convert based on selected Currency in (Column L). 2. If you choose "Partial Conversion" then Column BA (AMOUNT) only will be converted based on selected currency (Column L) and Column BB (TAXES) value (INR) will be added to the converted values.
Note on K372: gepadmin: 1. If you choose "Full Conversion" then Column BA (AMOUNT) and Column BB (TAXES) BOTH values will be convert based on selected Currency in (Column L). 2. If you choose "Partial Conversion" then Column BA (AMOUNT) only will be converted based on selected currency (Column L) and Column BB (TAXES) value (INR) will be added to the converted values.
Note on K373: gepadmin: 1. If you choose "Full Conversion" then Column BA (AMOUNT) and Column BB (TAXES) BOTH values will be convert based on selected Currency in (Column L). 2. If you choose "Partial Conversion" then Column BA (AMOUNT) only will be converted based on selected currency (Column L) and Column BB (TAXES) value (INR) will be added to the converted values.
Note on K374: gepadmin: 1. If you choose "Full Conversion" then Column BA (AMOUNT) and Column BB (TAXES) BOTH values will be convert based on selected Currency in (Column L). 2. If you choose "Partial Conversion" then Column BA (AMOUNT) only will be converted based on selected currency (Column L) and Column BB (TAXES) value (INR) will be added to the converted values.
Note on K375: gepadmin: 1. If you choose "Full Conversion" then Column BA (AMOUNT) and Column BB (TAXES) BOTH values will be convert based on selected Currency in (Column L). 2. If you choose "Partial Conversion" then Column BA (AMOUNT) only will be converted based on selected currency (Column L) and Column BB (TAXES) value (INR) will be added to the converted values.
Note on K377: gepadmin: 1. If you choose "Full Conversion" then Column BA (AMOUNT) and Column BB (TAXES) BOTH values will be convert based on selected Currency in (Column L). 2. If you choose "Partial Conversion" then Column BA (AMOUNT) only will be converted based on selected currency (Column L) and Column BB (TAXES) value (INR) will be added to the converted values.
Note on K378: gepadmin: 1. If you choose "Full Conversion" then Column BA (AMOUNT) and Column BB (TAXES) BOTH values will be convert based on selected Currency in (Column L). 2. If you choose "Partial Conversion" then Column BA (AMOUNT) only will be converted based on selected currency (Column L) and Column BB (TAXES) value (INR) will be added to the converted values.
Note on K379: gepadmin: 1. If you choose "Full Conversion" then Column BA (AMOUNT) and Column BB (TAXES) BOTH values will be convert based on selected Currency in (Column L). 2. If you choose "Partial Conversion" then Column BA (AMOUNT) only will be converted based on selected currency (Column L) and Column BB (TAXES) value (INR) will be added to the converted values.
Note on K380: gepadmin: 1. If you choose "Full Conversion" then Column BA (AMOUNT) and Column BB (TAXES) BOTH values will be convert based on selected Currency in (Column L). 2. If you choose "Partial Conversion" then Column BA (AMOUNT) only will be converted based on selected currency (Column L) and Column BB (TAXES) value (INR) will be added to the converted values.
Note on K381: gepadmin: 1. If you choose "Full Conversion" then Column BA (AMOUNT) and Column BB (TAXES) BOTH values will be convert based on selected Currency in (Column L). 2. If you choose "Partial Conversion" then Column BA (AMOUNT) only will be converted based on selected currency (Column L) and Column BB (TAXES) value (INR) will be added to the converted values.
Note on K382: gepadmin: 1. If you choose "Full Conversion" then Column BA (AMOUNT) and Column BB (TAXES) BOTH values will be convert based on selected Currency in (Column L). 2. If you choose "Partial Conversion" then Column BA (AMOUNT) only will be converted based on selected currency (Column L) and Column BB (TAXES) value (INR) will be added to the converted values.
Note on K384: gepadmin: 1. If you choose "Full Conversion" then Column BA (AMOUNT) and Column BB (TAXES) BOTH values will be convert based on selected Currency in (Column L). 2. If you choose "Partial Conversion" then Column BA (AMOUNT) only will be converted based on selected currency (Column L) and Column BB (TAXES) value (INR) will be added to the converted values.
Note on K385: gepadmin: 1. If you choose "Full Conversion" then Column BA (AMOUNT) and Column BB (TAXES) BOTH values will be convert based on selected Currency in (Column L). 2. If you choose "Partial Conversion" then Column BA (AMOUNT) only will be converted based on selected currency (Column L) and Column BB (TAXES) value (INR) will be added to the converted values.
Note on K386: gepadmin: 1. If you choose "Full Conversion" then Column BA (AMOUNT) and Column BB (TAXES) BOTH values will be convert based on selected Currency in (Column L). 2. If you choose "Partial Conversion" then Column BA (AMOUNT) only will be converted based on selected currency (Column L) and Column BB (TAXES) value (INR) will be added to the converted values.
Note on K388: gepadmin: 1. If you choose "Full Conversion" then Column BA (AMOUNT) and Column BB (TAXES) BOTH values will be convert based on selected Currency in (Column L). 2. If you choose "Partial Conversion" then Column BA (AMOUNT) only will be converted based on selected currency (Column L) and Column BB (TAXES) value (INR) will be added to the converted values.
Note on K389: gepadmin: 1. If you choose "Full Conversion" then Column BA (AMOUNT) and Column BB (TAXES) BOTH values will be convert based on selected Currency in (Column L). 2. If you choose "Partial Conversion" then Column BA (AMOUNT) only will be converted based on selected currency (Column L) and Column BB (TAXES) value (INR) will be added to the converted values.
Note on K390: gepadmin: 1. If you choose "Full Conversion" then Column BA (AMOUNT) and Column BB (TAXES) BOTH values will be convert based on selected Currency in (Column L). 2. If you choose "Partial Conversion" then Column BA (AMOUNT) only will be converted based on selected currency (Column L) and Column BB (TAXES) value (INR) will be added to the converted values.
Note on K391: gepadmin: 1. If you choose "Full Conversion" then Column BA (AMOUNT) and Column BB (TAXES) BOTH values will be convert based on selected Currency in (Column L). 2. If you choose "Partial Conversion" then Column BA (AMOUNT) only will be converted based on selected currency (Column L) and Column BB (TAXES) value (INR) will be added to the converted values.
Note on K392: gepadmin: 1. If you choose "Full Conversion" then Column BA (AMOUNT) and Column BB (TAXES) BOTH values will be convert based on selected Currency in (Column L). 2. If you choose "Partial Conversion" then Column BA (AMOUNT) only will be converted based on selected currency (Column L) and Column BB (TAXES) value (INR) will be added to the converted values.
Note on K393: gepadmin: 1. If you choose "Full Conversion" then Column BA (AMOUNT) and Column BB (TAXES) BOTH values will be convert based on selected Currency in (Column L). 2. If you choose "Partial Conversion" then Column BA (AMOUNT) only will be converted based on selected currency (Column L) and Column BB (TAXES) value (INR) will be added to the converted values.
Note on K395: gepadmin: 1. If you choose "Full Conversion" then Column BA (AMOUNT) and Column BB (TAXES) BOTH values will be convert based on selected Currency in (Column L). 2. If you choose "Partial Conversion" then Column BA (AMOUNT) only will be converted based on selected currency (Column L) and Column BB (TAXES) value (INR) will be added to the converted values.
Note on K396: gepadmin: 1. If you choose "Full Conversion" then Column BA (AMOUNT) and Column BB (TAXES) BOTH values will be convert based on selected Currency in (Column L). 2. If you choose "Partial Conversion" then Column BA (AMOUNT) only will be converted based on selected currency (Column L) and Column BB (TAXES) value (INR) will be added to the converted values.
Note on K397: gepadmin: 1. If you choose "Full Conversion" then Column BA (AMOUNT) and Column BB (TAXES) BOTH values will be convert based on selected Currency in (Column L). 2. If you choose "Partial Conversion" then Column BA (AMOUNT) only will be converted based on selected currency (Column L) and Column BB (TAXES) value (INR) will be added to the converted values.
Note on K398: gepadmin: 1. If you choose "Full Conversion" then Column BA (AMOUNT) and Column BB (TAXES) BOTH values will be convert based on selected Currency in (Column L). 2. If you choose "Partial Conversion" then Column BA (AMOUNT) only will be converted based on selected currency (Column L) and Column BB (TAXES) value (INR) will be added to the converted values.
Note on K399: gepadmin: 1. If you choose "Full Conversion" then Column BA (AMOUNT) and Column BB (TAXES) BOTH values will be convert based on selected Currency in (Column L). 2. If you choose "Partial Conversion" then Column BA (AMOUNT) only will be converted based on selected currency (Column L) and Column BB (TAXES) value (INR) will be added to the converted values.
Note on K400: gepadmin: 1. If you choose "Full Conversion" then Column BA (AMOUNT) and Column BB (TAXES) BOTH values will be convert based on selected Currency in (Column L). 2. If you choose "Partial Conversion" then Column BA (AMOUNT) only will be converted based on selected currency (Column L) and Column BB (TAXES) value (INR) will be added to the converted values.
Note on K402: gepadmin: 1. If you choose "Full Conversion" then Column BA (AMOUNT) and Column BB (TAXES) BOTH values will be convert based on selected Currency in (Column L). 2. If you choose "Partial Conversion" then Column BA (AMOUNT) only will be converted based on selected currency (Column L) and Column BB (TAXES) value (INR) will be added to the converted values.
Note on K403: gepadmin: 1. If you choose "Full Conversion" then Column BA (AMOUNT) and Column BB (TAXES) BOTH values will be convert based on selected Currency in (Column L). 2. If you choose "Partial Conversion" then Column BA (AMOUNT) only will be converted based on selected currency (Column L) and Column BB (TAXES) value (INR) will be added to the converted values.
Note on K404: gepadmin: 1. If you choose "Full Conversion" then Column BA (AMOUNT) and Column BB (TAXES) BOTH values will be convert based on selected Currency in (Column L). 2. If you choose "Partial Conversion" then Column BA (AMOUNT) only will be converted based on selected currency (Column L) and Column BB (TAXES) value (INR) will be added to the converted values.
Note on K405: gepadmin: 1. If you choose "Full Conversion" then Column BA (AMOUNT) and Column BB (TAXES) BOTH values will be convert based on selected Currency in (Column L). 2. If you choose "Partial Conversion" then Column BA (AMOUNT) only will be converted based on selected currency (Column L) and Column BB (TAXES) value (INR) will be added to the converted values.
Note on K407: gepadmin: 1. If you choose "Full Conversion" then Column BA (AMOUNT) and Column BB (TAXES) BOTH values will be convert based on selected Currency in (Column L). 2. If you choose "Partial Conversion" then Column BA (AMOUNT) only will be converted based on selected currency (Column L) and Column BB (TAXES) value (INR) will be added to the converted values.
Note on K408: gepadmin: 1. If you choose "Full Conversion" then Column BA (AMOUNT) and Column BB (TAXES) BOTH values will be convert based on selected Currency in (Column L). 2. If you choose "Partial Conversion" then Column BA (AMOUNT) only will be converted based on selected currency (Column L) and Column BB (TAXES) value (INR) will be added to the converted values.
Note on K409: gepadmin: 1. If you choose "Full Conversion" then Column BA (AMOUNT) and Column BB (TAXES) BOTH values will be convert based on selected Currency in (Column L). 2. If you choose "Partial Conversion" then Column BA (AMOUNT) only will be converted based on selected currency (Column L) and Column BB (TAXES) value (INR) will be added to the converted values.
Note on K410: gepadmin: 1. If you choose "Full Conversion" then Column BA (AMOUNT) and Column BB (TAXES) BOTH values will be convert based on selected Currency in (Column L). 2. If you choose "Partial Conversion" then Column BA (AMOUNT) only will be converted based on selected currency (Column L) and Column BB (TAXES) value (INR) will be added to the converted values.
Note on K411: gepadmin: 1. If you choose "Full Conversion" then Column BA (AMOUNT) and Column BB (TAXES) BOTH values will be convert based on selected Currency in (Column L). 2. If you choose "Partial Conversion" then Column BA (AMOUNT) only will be converted based on selected currency (Column L) and Column BB (TAXES) value (INR) will be added to the converted values.
Note on K412: gepadmin: 1. If you choose "Full Conversion" then Column BA (AMOUNT) and Column BB (TAXES) BOTH values will be convert based on selected Currency in (Column L). 2. If you choose "Partial Conversion" then Column BA (AMOUNT) only will be converted based on selected currency (Column L) and Column BB (TAXES) value (INR) will be added to the converted values.
Note on K415: gepadmin: 1. If you choose "Full Conversion" then Column BA (AMOUNT) and Column BB (TAXES) BOTH values will be convert based on selected Currency in (Column L). 2. If you choose "Partial Conversion" then Column BA (AMOUNT) only will be converted based on selected currency (Column L) and Column BB (TAXES) value (INR) will be added to the converted values.
Note on K416: gepadmin: 1. If you choose "Full Conversion" then Column BA (AMOUNT) and Column BB (TAXES) BOTH values will be convert based on selected Currency in (Column L). 2. If you choose "Partial Conversion" then Column BA (AMOUNT) only will be converted based on selected currency (Column L) and Column BB (TAXES) value (INR) will be added to the converted values.
Note on K417: gepadmin: 1. If you choose "Full Conversion" then Column BA (AMOUNT) and Column BB (TAXES) BOTH values will be convert based on selected Currency in (Column L). 2. If you choose "Partial Conversion" then Column BA (AMOUNT) only will be converted based on selected currency (Column L) and Column BB (TAXES) value (INR) will be added to the converted values.
Note on K418: gepadmin: 1. If you choose "Full Conversion" then Column BA (AMOUNT) and Column BB (TAXES) BOTH values will be convert based on selected Currency in (Column L). 2. If you choose "Partial Conversion" then Column BA (AMOUNT) only will be converted based on selected currency (Column L) and Column BB (TAXES) value (INR) will be added to the converted values.
Note on K419: gepadmin: 1. If you choose "Full Conversion" then Column BA (AMOUNT) and Column BB (TAXES) BOTH values will be convert based on selected Currency in (Column L). 2. If you choose "Partial Conversion" then Column BA (AMOUNT) only will be converted based on selected currency (Column L) and Column BB (TAXES) value (INR) will be added to the converted values.
Note on K421: gepadmin: 1. If you choose "Full Conversion" then Column BA (AMOUNT) and Column BB (TAXES) BOTH values will be convert based on selected Currency in (Column L). 2. If you choose "Partial Conversion" then Column BA (AMOUNT) only will be converted based on selected currency (Column L) and Column BB (TAXES) value (INR) will be added to the converted values.
Note on K422: gepadmin: 1. If you choose "Full Conversion" then Column BA (AMOUNT) and Column BB (TAXES) BOTH values will be convert based on selected Currency in (Column L). 2. If you choose "Partial Conversion" then Column BA (AMOUNT) only will be converted based on selected currency (Column L) and Column BB (TAXES) value (INR) will be added to the converted values.
Note on K423: gepadmin: 1. If you choose "Full Conversion" then Column BA (AMOUNT) and Column BB (TAXES) BOTH values will be convert based on selected Currency in (Column L). 2. If you choose "Partial Conversion" then Column BA (AMOUNT) only will be converted based on selected currency (Column L) and Column BB (TAXES) value (INR) will be added to the converted values.
Note on K424: gepadmin: 1. If you choose "Full Conversion" then Column BA (AMOUNT) and Column BB (TAXES) BOTH values will be convert based on selected Currency in (Column L). 2. If you choose "Partial Conversion" then Column BA (AMOUNT) only will be converted based on selected currency (Column L) and Column BB (TAXES) value (INR) will be added to the converted values.
Note on K425: gepadmin: 1. If you choose "Full Conversion" then Column BA (AMOUNT) and Column BB (TAXES) BOTH values will be convert based on selected Currency in (Column L). 2. If you choose "Partial Conversion" then Column BA (AMOUNT) only will be converted based on selected currency (Column L) and Column BB (TAXES) value (INR) will be added to the converted values.
Note on K426: gepadmin: 1. If you choose "Full Conversion" then Column BA (AMOUNT) and Column BB (TAXES) BOTH values will be convert based on selected Currency in (Column L). 2. If you choose "Partial Conversion" then Column BA (AMOUNT) only will be converted based on selected currency (Column L) and Column BB (TAXES) value (INR) will be added to the converted values.
Note on K428: gepadmin: 1. If you choose "Full Conversion" then Column BA (AMOUNT) and Column BB (TAXES) BOTH values will be convert based on selected Currency in (Column L). 2. If you choose "Partial Conversion" then Column BA (AMOUNT) only will be converted based on selected currency (Column L) and Column BB (TAXES) value (INR) will be added to the converted values.
Note on K429: gepadmin: 1. If you choose "Full Conversion" then Column BA (AMOUNT) and Column BB (TAXES) BOTH values will be convert based on selected Currency in (Column L). 2. If you choose "Partial Conversion" then Column BA (AMOUNT) only will be converted based on selected currency (Column L) and Column BB (TAXES) value (INR) will be added to the converted values.
Note on K430: gepadmin: 1. If you choose "Full Conversion" then Column BA (AMOUNT) and Column BB (TAXES) BOTH values will be convert based on selected Currency in (Column L). 2. If you choose "Partial Conversion" then Column BA (AMOUNT) only will be converted based on selected currency (Column L) and Column BB (TAXES) value (INR) will be added to the converted values.
Note on K431: gepadmin: 1. If you choose "Full Conversion" then Column BA (AMOUNT) and Column BB (TAXES) BOTH values will be convert based on selected Currency in (Column L). 2. If you choose "Partial Conversion" then Column BA (AMOUNT) only will be converted based on selected currency (Column L) and Column BB (TAXES) value (INR) will be added to the converted values.
Note on K433: gepadmin: 1. If you choose "Full Conversion" then Column BA (AMOUNT) and Column BB (TAXES) BOTH values will be convert based on selected Currency in (Column L). 2. If you choose "Partial Conversion" then Column BA (AMOUNT) only will be converted based on selected currency (Column L) and Column BB (TAXES) value (INR) will be added to the converted values.
Note on K434: gepadmin: 1. If you choose "Full Conversion" then Column BA (AMOUNT) and Column BB (TAXES) BOTH values will be convert based on selected Currency in (Column L). 2. If you choose "Partial Conversion" then Column BA (AMOUNT) only will be converted based on selected currency (Column L) and Column BB (TAXES) value (INR) will be added to the converted values.
Note on K435: gepadmin: 1. If you choose "Full Conversion" then Column BA (AMOUNT) and Column BB (TAXES) BOTH values will be convert based on selected Currency in (Column L). 2. If you choose "Partial Conversion" then Column BA (AMOUNT) only will be converted based on selected currency (Column L) and Column BB (TAXES) value (INR) will be added to the converted values.
Note on K436: gepadmin: 1. If you choose "Full Conversion" then Column BA (AMOUNT) and Column BB (TAXES) BOTH values will be convert based on selected Currency in (Column L). 2. If you choose "Partial Conversion" then Column BA (AMOUNT) only will be converted based on selected currency (Column L) and Column BB (TAXES) value (INR) will be added to the converted values.
Note on K437: gepadmin: 1. If you choose "Full Conversion" then Column BA (AMOUNT) and Column BB (TAXES) BOTH values will be convert based on selected Currency in (Column L). 2. If you choose "Partial Conversion" then Column BA (AMOUNT) only will be converted based on selected currency (Column L) and Column BB (TAXES) value (INR) will be added to the converted values.
Note on K438: gepadmin: 1. If you choose "Full Conversion" then Column BA (AMOUNT) and Column BB (TAXES) BOTH values will be convert based on selected Currency in (Column L). 2. If you choose "Partial Conversion" then Column BA (AMOUNT) only will be converted based on selected currency (Column L) and Column BB (TAXES) value (INR) will be added to the converted values.

## Macros
Please Enable Macros to View BoQ information