## BoQ1 (hidden)
Percentage BoQ
BoQ_Ver3.0 | Percentage | Normal | INR Only | INR
Select, At Par, Excess (+), Less (-) |  | IOCL
Tender Inviting Authority: The Additional Chief Engineer, W.B.P.H&.I.D.Corpn. Ltd.
Name of Work: Additional construction works for the District Police Administrative Building Police Lines and residential accommodation for Police Personnel in Jhargram district (2nd Phase) – 16 unit L.S.&U.S. Quarter each, 8 unit Inspector Quarter, Road (balance) & boundary wall, compound drainage system and other ancillary works.
Contract No: WBPHIDCL/Addl.CE/NIT- 142(e)/2018-2019 (2nd Call) For Sl. No.1
Bidder Name :
PRICE SCHEDULE (This BOQ template must not be modified/replaced by the bidder and the same should be uploaded after filling the relevent columns, else the bidder is liable to be rejected for this tender. Bidders are allowed to enter the Bidder Name and Values only )
NUMBER # | TEXT # | TEXT # | NUMBER # | TEXT # | NUMBER | NUMBER | TEXT | TEXT # | NUMBER # | TEXT# | TEXT # | NUMBER # | NUMBER | NUMBER | NUMBER | NUMBER | TEXT | TEXT | NUMBER | NUMBER | NUMBER | NUMBER | TEXT | TEXT | NUMBER | NUMBER | NUMBER | NUMBER | TEXT | TEXT | NUMBER | NUMBER | NUMBER | NUMBER | TEXT | TEXT | NUMBER | NUMBER | NUMBER | NUMBER | TEXT | TEXT | NUMBER | NUMBER | NUMBER # | NUMBER # | TEXT | TEXT | NUMBER # | NUMBER # | DATE | NUMBER # | NUMBER # | TEXT #
Sl. No. | Item Description | Item Code / Make | Quantity | Units | Estimated Rate |  |  | Addition / Deduction | Addition / Deduction Values | Currency Convertion against each Item | Quoted Currency in INR / Other Currency | BASIC RATE In Figures To be entered by the Bidder Rs. P | Excise Duty | VAT | Freight Charges ( Unloading & Stacking) | Any Other Taxes/Duties/Levies |  |  | Other Taxes 2 | IIIrd Party i.e DGS&D / RITES etc Inspection Charges @0.34%+Service Tax | Less for Cenvat Credit,if any respect of Supplies Under full Excise Duty Category | [30 empty] | TOTAL AMOUNT With Taxes | TOTAL AMOUNT With Taxes | TOTAL AMOUNT In Words
1 | 2 | 3 | 4 | 5 | 6 | 7 | 8 | 9 | 10 | 11 | 12 | 13 | 14 | 15 | 16 | 17 | 18 | 19 | 20 | 21 | 22 | 23 | 24 | 25 | 26 | 27 | 28 | 29 | 30 | 31 | 32 | 33 | 34 | 35 | 36 | 37 | 38 | 39 | 40 | 41 | 42 | 43 | 44 | 45 | 46 | 47 | 48 | 49 | 50 | 51 | 52 | 53 | 54 | 55
1 | Civil work for Quarter | BI01010001010000000000000515BI0100001112 | [58 empty] | 1 | Construction of chamber for 100mm sluices valve | item1 | 10 | 1 Nos
2 | Surface Dressing of the ground in any kind of soil including removing vegetation inequalities not exceeding 15 cm depth and disposal of the rubbish within a lead upto 75 m as directed. | BI01010001010000000000000515BI0100001113 | 1157.23 | Sq.m | 11.312 |  |  | Excess(+) | 1 | Full Conversion | INR | [40 empty] | 13090.5858 | 13090.5858 | INR Thirteen Thousand &Ninety and Paise Fifty Nine Only | 10 | 119.27 | 134.9182 |  | 11.312 |  | 1.02 | Construction of chamber for 100mm sluice plates | item2 | 213 | Nos
3 | Earth work in excavation of foundation trenches or drains, in all sorts of soil (including mixed soil but excluding laterite or sandstone) including removing, spreading or stacking the spoils within a lead of 75 m. as directed. The item includes necessary trimming the sides of trenches, levelling, dressing and ramming the bottom, bailing out water as required complete. (a) Depth of excavation not exceeding 1,500 mm. | BI01010001010000000000000515BI0100001114 | 4192.4883 | Cum | 134.9182 |  |  | Excess(+) | 1 | Full Conversion | INR | [40 empty] | 565643.0814 | 565643.0814 | INR Five Lakh Sixty Five Thousand Six Hundred & Forty Three and Paise Eight Only | 119.27 | 192.38 | 217.6203 |  | 134.9182 |  | 2 | Construction of chamber for 100mm sluices valve | item3 | 10 | Nos
4 | Earth work in excavation of foundation trenches or drains, in all sorts of soil (including mixed soil but excluding laterite or sandstone) including removing, spreading or stacking the spoils within a lead of 75 m. as directed. The item includes necessary trimming the sides of trenches, levelling, dressing and ramming the bottom, bailing out water as required complete. (b) Depth of excavation for additional depth beyond 1,500 mm. and upto 3,000 mm. but not requiring shoring. | BI01010001010000000000000515BI0100001115 | 372.6516 | Cum | 217.6203 |  |  | Excess(+) | 1 | Full Conversion | INR | [40 empty] | 81096.5313 | 81096.5313 | INR Eighty One Thousand &Ninety Six and Paise Fifty Three Only | 192.38 | 24 | 27.1488 |  | 217.6203 |  | 3 | Supplying, Conveying and fixing spls. Including ea | item4 | 10 | Nos
5 | Earth work in excavation of foundation trenches or drains, in all sorts of soil (including mixed soil but excluding laterite or sandstone) including removing, spreading or stacking the spoils within a lead of 75 m. as directed. The item includes necessary trimming the sides of trenches, levelling, dressing and ramming the bottom, bailing out water as required complete. d) Add extra for excavation in morum soil | BI01010001010000000000000515BI0100001116 | 334.8516 | Cum | 23.5516 |  |  | Excess(+) | 1 | Full Conversion | INR | [40 empty] | 7886.285 | 7886.285 | INR Seven Thousand Eight Hundred & Eighty Six and Paise Twenty Nine Only | 20.82 | 110 | 124.432 |  | 23.5516 |  | 1.01 | Supplying, Conveying and fixing spls. Including eart | item1 | 123.223 | Nos
6 | Earth work in filling in foundation trenches or plinth with good earth, in layers not exceeding 150 mm. including watering and ramming etc. layer by layer complete. (Payment to be made on the basis of measurement of finished quantity of work) (a) With earth obtained from excavation of foundation. | BI01010001010000000000000515BI0100001117 | 23161.6213 | Cum | 87.7132 |  |  | Excess(+) | 1 | Full Conversion | INR | [40 empty] | 2031581.0354 | 2031581.0354 | INR Twenty Lakh Thirty One Thousand Five Hundred & Eighty One and Paise Four Only | 77.54 | 633.27 | 716.355 |  | 87.7132 |  | 1.02 | Construction of chamber for 100mm sluice plates | item2 | 213 | Nos
7 | Earth work in filling in compound, tank, low land, ditches etc. with good earth, in layers not exceeding 150 mm. including breaking clods and consolidating the same by ramming and dressing complete. (Payment will be made on profile measurement before and after the work) (iii) With carried earth arranged by the contractor within a radius exceeding 5 km. but not exceeding 10 km. including cost of carried earth. | BI01010001010000000000000515BI0100001118 | 21475 | Cum | 579.5816 |  |  | Excess(+) | 1 | Full Conversion | INR | [40 empty] | 12446515.5472 | 12446515.5472 | INR One Crore Twenty Four Lakh Forty Six Thousand Five Hundred & Fifteen and Paise Fifty Five Only | 512.36 | 324 | 366.5088 |  | 579.5816 |  | 2 | Construction of chamber for 100mm sluices valve | item3 | 10 | Nos
8 | Supplying and fixing grasses tiles of grass Maxican Carpet/Selection No. 1 Healthy & fresh grasses (size 1'x1' or bigger) including watering and maintenance of the lawn for 30 days or more till the grass forms a thick lawn free from wees and fit for mowing including supplying good earth as required by Engineer-in-charge. (Rate includes supply of labour, tools & plants including materials) | BI01010001010000000000000515BI0100001119 | 5250 | SqM. | 227.8463 |  |  | Excess(+) | 1 | Full Conversion | INR | [40 empty] | 1196193.096 | 1196193.096 | INR Eleven Lakh Ninety Six Thousand One Hundred & Ninety Three and Paise Ten Only | 201.42 | 4006 | 4531.5872 |  | 227.8463 |  | 3 | Supplying, Conveying and fixing spls. Including ea | item4 | 10 | Nos
9 | Preparation of beds for hedging and shrubbery by excavating 60cm deep and trenching the excavated base to a further depth of 30cm, refilling the excavated earth after breaking clods and mixing with sludge or manure in the ratio of 8:1 ( 8 parts of stacked volume of earth after reduction by 20%, one part of stacked volume of sludge or manure after reduction by 8%), flooding with water, filling with earth if necessary watering and finally fine dressing, levelling etc., including stacking and disposal of materials declared unserviceable and surplus earth by spreading and levelling as directed, within a lead of 50m lift upto 1.5m complete. This includes supply of labour, tools & plants including materials. Planting hedge plants in two rows at 30cm apart | BI01010001010000000000000515BI0100001120 | 5250 | Sq.M. | 39.9314 |  |  | Excess(+) | 1 | Full Conversion | INR | [40 empty] | 209639.64 | 209639.64 | INR Two Lakh Nine Thousand Six Hundred & Thirty Nine and Paise Sixty Four Only | 35.3 | 5702 | 6450.1024 |  | 39.9314 |  | 1.01 | Supplying, Conveying and fixing spls. Including eart | item1 | 123.223 | Nos
10 | Supplying and Planting of different plant / trees ( Supplying well grown plants bushy and healthy, minimum height as specified i.e. exposed height including all leads & lift, carriage, handling, manuring, applying presticide and fertilizer etc. China palm of leaves 4-5 in earthen pots size 25cm | BI01010001010000000000000515BI0100001121 | 1200 | Each | 82.5776 |  |  | Excess(+) | 1 | Full Conversion | INR | [40 empty] | 99093.12 | 99093.12 | INR Ninety Nine Thousand &Ninety Three and Paise Twelve Only | 73 | 5797 | 6557.5664 |  | 82.5776 |  | 1.02 | Construction of chamber for 100mm sluice plates | item2 | 213 | Nos
11 | Filling in foundation or plinth by FINE SAND in layers not exceeding 150 mm as directed and consoliding the same by through saturation with water ramming complete including the cost of supply of sand (payment to be made on measurment of finished quantity) | BI01010001010000000000000515BI0100001122 | 188.8829 | Cum | 424.4376 |  |  | Excess(+) | 1 | Full Conversion | INR | [40 empty] | 80169.0063 | 80169.0063 | INR Eighty Thousand One Hundred & Sixty Nine and Paise One Only | 375.21 | 5892 | 6665.0304 |  | 424.4376 |  | 2 | Construction of chamber for 100mm sluices valve | item3 | 10 | Nos
12 | Pre-Constructional Anti-termite measures: (a) Anti termite treatment to bottom surface ( in case of masonry foundation and basements) and the sides (upto a height of 300 mm. from bottom) of the excavation trenches with chemical emulsion by admixing chloropyrofos emulsifiable concentrates (1% concentration) with water by weight at the rate of 5 Litres per sq. m. area. The work shall be carried out as per specification described in 6.2.1. of code IS- 6313 (part -II) 1981. (Mode of measurment will be the plan area of foundation treated.) | BI01010001010000000000000515BI0100001123 | 918.33 | Sq.M. | 106.3328 |  |  | Excess(+) | 1 | Full Conversion | INR | [40 empty] | 97648.6002 | 97648.6002 | INR Ninety Seven Thousand Six Hundred & Forty Eight and Paise Sixty Only | 94 | 5987 | 6772.4944 |  | 106.3328 |  | 1.01 | Supplying, Conveying and fixing spls. Including eart | item1 | 123.223 | Nos
13 | (c) Anti termite treatment to the top surface of the consolidated earth within plinth walls with chemical emulsion by admixing chloropyrofos emulsifiable concentrates (1% concentration) with water by weight at the rate of 5 Litres per sq. m. of the surface before sand bed or sub-grade is laid. Holes upto 50 mm. to 75 mm. deep at 150 mm. centre to centre both ways shall be made with 12 mm, diameter mild steel rod on the surface to facilitate saturation of the soil with the chemical emulsion. The work shall be carried out as per specification described in para 6.4 of code IS-6313 (part -II) 1981. ( Mode of measurment will be per Sq.m of plan area of plinth treated.) | BI01010001010000000000000515BI0100001124 | 470.9934 | Sq.M. | 124.432 |  |  | Excess(+) | 1 | Full Conversion | INR | [40 empty] | 58606.6507 | 58606.6507 | INR Fifty Eight Thousand Six Hundred & Six and Paise Sixty Five Only | 110 | 6082 | 6879.9584 |  | 124.432 |  | 1.02 | Construction of chamber for 100mm sluice plates | item2 | 213 | Nos
14 | Single Brick Flat Soling of picked jhama bricks including ramming and dressing bed to proper level and filling joints with local sand. | BI01010001010000000000000515BI0100001125 | 3860.4665 | Sq.M. | 389.1328 |  |  | Excess(+) | 1 | Full Conversion | INR | [40 empty] | 1502234.1579 | 1502234.1579 | INR Fifteen Lakh Two Thousand Two Hundred & Thirty Four and Paise Sixteen Only | 344 | 363 | 410.6256 |  | 389.1328 |  | 2 | Construction of chamber for 100mm sluices valve | item3 | 10 | Nos
15 | Controlled Cement concrete with well graded stone chips (20 mm nominal size) excluding shuttering and reinforcement with complete design of concrete as per IS : 456 and relevant special publications, submission of job mix formula after preliminary mix design after testing of concrete cubes as per direction of Engineer-in charge. Consumption of cement will not be less than 300 Kg of cement with Super plasticiser per cubic meter of controlled concrete but actual consumption will be determined on the basis of preliminary test and job mix foumula. In ground floor and foundation.[using concrete mixture] (b) M 25 Grade (i) Pakur Variety Ground Floor | BI01010001010000000000000515BI0100001126 | 768.6308 | Cu.M. | 7290.7424 |  |  | Excess(+) | 1 | Full Conversion | INR | [40 empty] | 5603889.0496 | 5603889.0496 | INR Fifty Six Lakh Three Thousand Eight Hundred & Eighty Nine and Paise Five Only | 6445.14 | 381 | 430.9872 |  | 7290.7424 |  | 3 | Supplying, Conveying and fixing spls. Including ea | item4 | 10 | Nos
16 | Controlled Cement concrete with well graded stone chips (20 mm nominal size) excluding shuttering and reinforcement with complete design of concrete as per IS : 456 and relevant special publications, submission of job mix formula after preliminary mix design after testing of concrete cubes as per direction of Engineer-in charge. Consumption of cement will not be less than 300 Kg of cement with Super plasticiser per cubic meter of controlled concrete but actual consumption will be determined on the basis of preliminary test and job mix foumula. In ground floor and foundation.[using concrete mixture] (b) M 25 Grade (i) Pakur Variety First Floor | BI01010001010000000000000515BI0100001127 | 207.4723 | Cu.M. | 7398.2064 |  |  | Excess(+) | 1 | Full Conversion | INR | [40 empty] | 1534922.6451 | 1534922.6451 | INR Fifteen Lakh Thirty Four Thousand Nine Hundred & Twenty Two and Paise Sixty Five Only | 6540.14 | 399 | 451.3488 |  | 7398.2064
17 | Controlled Cement concrete with well graded stone chips (20 mm nominal size) excluding shuttering and reinforcement with complete design of concrete as per IS : 456 and relevant special publications, submission of job mix formula after preliminary mix design after testing of concrete cubes as per direction of Engineer-in charge. Consumption of cement will not be less than 300 Kg of cement with Super plasticiser per cubic meter of controlled concrete but actual consumption will be determined on the basis of preliminary test and job mix foumula. In ground floor and foundation.[using concrete mixture] (b) M 25 Grade (i) Pakur Variety Second Floor | BI01010001010000000000000515BI0100001128 | 207.4723 | Cu.M. | 7505.6704 |  |  | Excess(+) | 1 | Full Conversion | INR | [40 empty] | 1557218.4447 | 1557218.4447 | INR Fifteen Lakh Fifty Seven Thousand Two Hundred & Eighteen and Paise Forty Four Only | 6635.14 | 417 | 471.7104 |  | 7505.6704
18 | Controlled Cement concrete with well graded stone chips (20 mm nominal size) excluding shuttering and reinforcement with complete design of concrete as per IS : 456 and relevant special publications, submission of job mix formula after preliminary mix design after testing of concrete cubes as per direction of Engineer-in charge. Consumption of cement will not be less than 300 Kg of cement with Super plasticiser per cubic meter of controlled concrete but actual consumption will be determined on the basis of preliminary test and job mix foumula. In ground floor and foundation.[using concrete mixture] (b) M 25 Grade (i) Pakur Variety Third Floor | BI01010001010000000000000515BI0100001129 | 207.4723 | Cu.M. | 7613.1344 |  |  | Excess(+) | 1 | Full Conversion | INR | [40 empty] | 1579514.2444 | 1579514.2444 | INR Fifteen Lakh Seventy Nine Thousand Five Hundred & Fourteen and Paise Twenty Four Only | 6730.14 | 435 | 492.072 |  | 7613.1344
19 | Controlled Cement concrete with well graded stone chips (20 mm nominal size) excluding shuttering and reinforcement with complete design of concrete as per IS : 456 and relevant special publications, submission of job mix formula after preliminary mix design after testing of concrete cubes as per direction of Engineer-in charge. Consumption of cement will not be less than 300 Kg of cement with Super plasticiser per cubic meter of controlled concrete but actual consumption will be determined on the basis of preliminary test and job mix foumula. In ground floor and foundation.[using concrete mixture] (b) M 25 Grade (i) Pakur Variety Mumty Room | BI01010001010000000000000515BI0100001130 | 9.2237 | Cu.M. | 7720.5984 |  |  | Excess(+) | 1 | Full Conversion | INR | [40 empty] | 71212.1898 | 71212.1898 | INR Seventy One Thousand Two Hundred & Twelve and Paise Nineteen Only | 6825.14 | 73743 | 83418.0816 |  | 7720.5984
20 | Supplying and laying Polythene Sheet (150gm / sq.m.) over damp proof course or below flooring or roof terracing or in foundation or in foundation trenches. | BI01010001010000000000000515BI0100001131 | 235.2 | Sq.M | 27.1488 |  |  | Excess(+) | 1 | Full Conversion | INR | [40 empty] | 6385.3978 | 6385.3978 | INR Six Thousand Three Hundred & Eighty Five and Paise Forty Only | 24 | 74173 | 83904.4976 |  | 27.1488
21 | Cement concrete with graded jhama khoa (30 mm size) excluding shuttering (a) 1:3:6 proportion In ground floor and foundation. | BI01010001010000000000000515BI0100001132 | 73.8715 | Cu.M. | 4967.0992 |  |  | Excess(+) | 1 | Full Conversion | INR | [40 empty] | 366927.1431 | 366927.1431 | INR Three Lakh Sixty Six Thousand Nine Hundred & Twenty Seven and Paise Fourteen Only | 4391 | 74603 | 84390.9136 |  | 4967.0992
22 | Ordinary Cement concrete (mix 1:2:4) with graded stone chips (6mm nominal size) excluding shuttering and reinforcement,if any, in gound floor as per relevant IS codes. Pakur variety | BI01010001010000000000000515BI0100001133 | 298.4805 | Cu.M. | 5985.1792 |  |  | Excess(+) | 1 | Full Conversion | INR | [40 empty] | 1786459.2802 | 1786459.2802 | INR Seventeen Lakh Eighty Six Thousand Four Hundred & Fifty Nine and Paise Twenty Eight Only | 5291 | 75033 | 84877.3296 |  | 5985.1792
23 | Ordinary Cement concrete (mix 1:2:4) with graded stone chips (20 mm nominal size) excluding shuttering and reinforcement,if any, in ground floor as per relevant IS codes. | BI01010001010000000000000515BI0100001134 | 90 | Cu.M. | 6104.7923 |  |  | Excess(+) | 1 | Full Conversion | INR | [40 empty] | 549431.3059 | 549431.3059 | INR Five Lakh Forty Nine Thousand Four Hundred & Thirty One and Paise Thirty One Only | 5396.74 | 75463 | 85363.7456 |  | 6104.7923
24 | (a) Applying 2 coats of bonding agent with synthetic multifunctional rubber emulsion having adhesive and water proofing properties by mixing with water in proportion (1 bonding agent : 4 water : 6 cement) as per Manufacturer's specification. For Water Proofing at roof | BI01010001010000000000000515BI0100001135 | 285 | Cu.M. | 99.5456 |  |  | Excess(+) | 1 | Full Conversion | INR | [40 empty] | 28370.496 | 28370.496 | INR Twenty Eight Thousand Three Hundred & Seventy and Paise Fifty Only | 88 | 5172 | 5850.5664 |  | 99.5456
25 | Ordinary Cement concrete (mix 1:1.5:3) with graded stone chips (20 mm nominal size) excluding shuttering and reinforcement if any, in ground floor as per relevant IS codes. | BI01010001010000000000000515BI0100001136 | 650 | Cu.M. | 6728.6265 |  |  | Excess(+) | 1 | Full Conversion | INR | [40 empty] | 4373607.2016 | 4373607.2016 | INR Forty Three Lakh Seventy Three Thousand Six Hundred & Seven and Paise Twenty Only | 5948.22 | 5395 | 6102.824 |  | 6728.6265
26 | Hire and labour charges for shuttering with centering and necessary staging upto 4 m using approved stout props and thick hard wood planks of approved thickness with required bracing for concrete slabs, beams and columns, lintels curved or straight including fitting, fixing and striking out after completion of works (upto roof of ground floor) (c) 9 to 12 mm thick approved quality plyboard shuttering in any concrete work upto roof of ground floor | BI01010001010000000000000515BI0100001137 | 12443.3597 | Sq.m | 403.8384 |  |  | Excess(+) | 1 | Full Conversion | INR | [40 empty] | 5025106.4826 | 5025106.4826 | INR Fifty Lakh Twenty Five Thousand One Hundred & Six and Paise Forty Eight Only | 357 | 5506 | 6228.3872 |  | 403.8384
27 | Hire and labour charges for shuttering with centering and necessary staging upto 4 m using approved stout props and thick hard wood planks of approved thickness with required bracing for concrete slabs, beams and columns, lintels curved or straight including fitting, fixing and striking out after completion of works (upto roof of ground floor) (c) 9 to 12 mm thick approved quality plyboard shuttering in any concrete work upto roof of first floor | BI01010001010000000000000515BI0100001138 | 1340.2336 | Sq.m | 424.2 |  |  | Excess(+) | 1 | Full Conversion | INR | [40 empty] | 568527.0933 | 568527.0933 | INR Five Lakh Sixty Eight Thousand Five Hundred & Twenty Seven and Paise Nine Only | 375 | 5617 | 6353.9504 |  | 424.2
28 | Hire and labour charges for shuttering with centering and necessary staging upto 4 m using approved stout props and thick hard wood planks of approved thickness with required bracing for concrete slabs, beams and columns, lintels curved or straight including fitting, fixing and striking out after completion of works (upto roof of ground floor) (c) 9 to 12 mm thick approved quality plyboard shuttering in any concrete work upto roof of second floor | BI01010001010000000000000515BI0100001139 | 1340.2336 | Sq.m | 444.5616 |  |  | Excess(+) | 1 | Full Conversion | INR | [40 empty] | 595816.3938 | 595816.3938 | INR Five Lakh Ninety Five Thousand Eight Hundred & Sixteen and Paise Thirty Nine Only | 393 | 5728 | 6479.5136 |  | 444.5616
29 | Hire and labour charges for shuttering with centering and necessary staging upto 4 m using approved stout props and thick hard wood planks of approved thickness with required bracing for concrete slabs, beams and columns, lintels curved or straight including fitting, fixing and striking out after completion of works (upto roof of ground floor) (c) 9 to 12 mm thick approved quality plyboard shuttering in any concrete work upto roof of third floor | BI01010001010000000000000515BI0100001140 | 1340.2336 | Sq.m | 464.9232 |  |  | Excess(+) | 1 | Full Conversion | INR | [40 empty] | 623105.6943 | 623105.6943 | INR Six Lakh Twenty Three Thousand One Hundred & Five and Paise Sixty Nine Only | 411 | 5839 | 6605.0768 |  | 464.9232
30 | Hire and labour charges for shuttering with centering and necessary staging upto 4 m using approved stout props and thick hard wood planks of approved thickness with required bracing for concrete slabs, beams and columns, lintels curved or straight including fitting, fixing and striking out after completion of works (upto roof of ground floor) (c) 9 to 12 mm thick approved quality plyboard shuttering in any concrete work For Mumty | BI01010001010000000000000515BI0100001141 | 180.742 | Sq.m | 485.2848 |  |  | Excess(+) | 1 | Full Conversion | INR | [40 empty] | 87711.3317 | 87711.3317 | INR Eighty Seven Thousand Seven Hundred & Eleven and Paise Thirty Three Only | 429 | 674 | 762.4288 |  | 485.2848
31 | Reinforcement for reinforced concrete work in all sorts of structures including distribution bars, stirrups, binders etc initial straightening and removal of loose rust (if necessary), cutting to requisite length, hooking and bending to correct shape, placing in proper position and binding with 16 gauge black annealed wire at every intersection, complete as per drawing and direction. (i) Tor steel/Mild Steel I. SAIL/ TATA/RINL (a) For works in foundation, basement and upto roof of groundfloor/upto 4 m | BI01010001010000000000000515BI0100001142 | 173.7 | M.T. | 80619.4928 |  |  | Excess(+) | 1 | Full Conversion | INR | [40 empty] | 14003605.8994 | 14003605.8994 | INR One Crore Forty Lakh Three Thousand Six Hundred & Five and Paise Ninety Only | 71269 | 686 | 776.0032 |  | 80619.4928
32 | Reinforcement for reinforced concrete work in all sorts of structures including distribution bars, stirrups, binders etc initial straightening and removal of loose rust (if necessary), cutting to requisite length, hooking and bending to correct shape, placing in proper position and binding with 16 gauge black annealed wire at every intersection, complete as per drawing and direction. (i) Tor steel/Mild Steel I. SAIL/ TATA/RINL upto roof of first floor | BI01010001010000000000000515BI0100001143 | 27 | M.T. | 81105.9088 |  |  | Excess(+) | 1 | Full Conversion | INR | [40 empty] | 2189859.5376 | 2189859.5376 | INR Twenty One Lakh Eighty Nine Thousand Eight Hundred & Fifty Nine and Paise Fifty Four Only | 71699 | 698 | 789.5776 |  | 81105.9088
33 | Reinforcement for reinforced concrete work in all sorts of structures including distribution bars, stirrups, binders etc initial straightening and removal of loose rust (if necessary), cutting to requisite length, hooking and bending to correct shape, placing in proper position and binding with 16 gauge black annealed wire at every intersection, complete as per drawing and direction. (i) Tor steel/Mild Steel I. SAIL/ TATA/RINL upto roof of second floor | BI01010001010000000000000515BI0100001144 | 27 | M.T. | 81592.3248 |  |  | Excess(+) | 1 | Full Conversion | INR | [40 empty] | 2202992.7696 | 2202992.7696 | INR Twenty Two Lakh Two Thousand Nine Hundred & Ninety Two and Paise Seventy Seven Only | 72129 | 710 | 803.152 |  | 81592.3248
34 | Reinforcement for reinforced concrete work in all sorts of structures including distribution bars, stirrups, binders etc initial straightening and removal of loose rust (if necessary), cutting to requisite length, hooking and bending to correct shape, placing in proper position and binding with 16 gauge black annealed wire at every intersection, complete as per drawing and direction. (i) Tor steel/Mild Steel I. SAIL/ TATA/RIN upto roof of third floorL | BI01010001010000000000000515BI0100001145 | 27 | M.T. | 82078.7408 |  |  | Excess(+) | 1 | Full Conversion | INR | [40 empty] | 2216126.0016 | 2216126.0016 | INR Twenty Two Lakh Sixteen Thousand One Hundred & Twenty Six Only | 72559 | 196 | 221.7152 |  | 82078.7408
35 | Reinforcement for reinforced concrete work in all sorts of structures including distribution bars, stirrups, binders etc initial straightening and removal of loose rust (if necessary), cutting to requisite length, hooking and bending to correct shape, placing in proper position and binding with 16 gauge black annealed wire at every intersection, complete as per drawing and direction. (i) Tor steel/Mild Steel I. SAIL/ TATA/RINL For Mumty | BI01010001010000000000000515BI0100001146 | 4.2 | M.T. | 82565.1568 |  |  | Excess(+) | 1 | Full Conversion | INR | [40 empty] | 346773.6586 | 346773.6586 | INR Three Lakh Forty Six Thousand Seven Hundred & Seventy Three and Paise Sixty Six Only | 72989 | 1012 | 1144.7744 |  | 82565.1568
36 | Brick work with 1st class bricks in cement mortar (1:4) (a) In foundation and plinth | BI01010001010000000000000515BI0100001147 | 512.3095 | Cu.M. | 6117.5296 |  |  | Excess(+) | 1 | Full Conversion | INR | [40 empty] | 3134068.5306 | 3134068.5306 | INR Thirty One Lakh Thirty Four Thousand &Sixty Eight and Paise Fifty Three Only | 5408 | 1024 | 1158.3488 |  | 6117.5296
37 | Brick work with 1st class bricks in cement mortar (1:4) (b) In superstructure, ground floor | BI01010001010000000000000515BI0100001148 | 167.7688 | Cu.M. | 6243.0928 |  |  | Excess(+) | 1 | Full Conversion | INR | [40 empty] | 1047396.3122 | 1047396.3122 | INR Ten Lakh Forty Seven Thousand Three Hundred & Ninety Six and Paise Thirty One Only | 5519 | 1036 | 1171.9232 |  | 6243.0928
38 | Brick work with 1st class bricks in cement mortar (1:4) First Floor | BI01010001010000000000000515BI0100001149 | 167.7688 | Cu.M. | 6368.656 |  |  | Excess(+) | 1 | Full Conversion | INR | [40 empty] | 1068461.9021 | 1068461.9021 | INR Ten Lakh Sixty Eight Thousand Four Hundred & Sixty One and Paise Ninety Only | 5630 | 1048 | 1185.4976 |  | 6368.656
39 | Brick work with 1st class bricks in cement mortar (1:4) Second Floor | BI01010001010000000000000515BI0100001150 | 167.7688 | Cu.M. | 6494.2192 |  |  | Excess(+) | 1 | Full Conversion | INR | [40 empty] | 1089527.492 | 1089527.492 | INR Ten Lakh Eighty Nine Thousand Five Hundred & Twenty Seven and Paise Forty Nine Only | 5741 | 224 | 253.3888 |  | 6494.2192
40 | Brick work with 1st class bricks in cement mortar (1:4) Third Floor | BI01010001010000000000000515BI0100001151 | 167.7688 | Cu.M. | 6619.7824 |  |  | Excess(+) | 1 | Full Conversion | INR | [40 empty] | 1110593.0819 | 1110593.0819 | INR Eleven Lakh Ten Thousand Five Hundred & Ninety Three and Paise Eight Only | 5852 | 1150 | 1300.88 |  | 6619.7824
41 | Brick work with 1st class bricks in cement mortar (1:4) Mumty | BI01010001010000000000000515BI0100001152 | 53.467 | Cu.M. | 6745.3456 |  |  | Excess(+) | 1 | Full Conversion | INR | [40 empty] | 360653.5281 | 360653.5281 | INR Three Lakh Sixty Thousand Six Hundred & Fifty Three and Paise Fifty Three Only | 5963 | 1162 | 1314.4544 |  | 6745.3456
42 | Brick work with 1st class bricks in cement mortar (1:6) (a) In foundation and plinth | BI01010001010000000000000515BI0100001153 | 258.885 | CUM | 5814.368 |  |  | Excess(+) | 1 | Full Conversion | INR | [40 empty] | 1505252.6597 | 1505252.6597 | INR Fifteen Lakh Five Thousand Two Hundred & Fifty Two and Paise Sixty Six Only | 5140 | 1174 | 1328.0288 |  | 5814.368
43 | Brick work with 1st class bricks in cement mortar (1:6) (b) In superstructure, ground floor | BI01010001010000000000000515BI0100001154 | 600.45 | CUM | 5939.9312 |  |  | Excess(+) | 1 | Full Conversion | INR | [40 empty] | 3566631.689 | 3566631.689 | INR Thirty Five Lakh Sixty Six Thousand Six Hundred & Thirty One and Paise Sixty Nine Only | 5251 | 1186 | 1341.6032 |  | 5939.9312
44 | 125 mm. thick brick work with 1st class bricks in cement mortar (1:4) in ground floor. | BI01010001010000000000000515BI0100001155 | 701.6678 | Sq.M. | 797.496 |  |  | Excess(+) | 1 | Full Conversion | INR | [40 empty] | 559577.2638 | 559577.2638 | INR Five Lakh Fifty Nine Thousand Five Hundred & Seventy Seven and Paise Twenty Six Only | 705 | 698 | 789.5776 |  | 797.496
45 | 125 mm. thick brick work with 1st class bricks in cement mortar (1:4) in First Floor | BI01010001010000000000000515BI0100001156 | 614.3026 | Sq.M. | 811.0704 |  |  | Excess(+) | 1 | Full Conversion | INR | [40 empty] | 498242.6231 | 498242.6231 | INR Four Lakh Ninety Eight Thousand Two Hundred & Forty Two and Paise Sixty Two Only | 717 | 703 | 795.2336 |  | 811.0704
46 | 125 mm. thick brick work with 1st class bricks in cement mortar (1:4) in Second Floor | BI01010001010000000000000515BI0100001157 | 614.3026 | Sq.M. | 824.6448 |  |  | Excess(+) | 1 | Full Conversion | INR | [40 empty] | 506581.4117 | 506581.4117 | INR Five Lakh Six Thousand Five Hundred & Eighty One and Paise Forty One Only | 729 | 708 | 800.8896 |  | 824.6448
47 | 125 mm. thick brick work with 1st class bricks in cement mortar (1:4) in Third Floor | BI01010001010000000000000515BI0100001158 | 614.3026 | Sq.M. | 838.2192 |  |  | Excess(+) | 1 | Full Conversion | INR | [40 empty] | 514920.2004 | 514920.2004 | INR Five Lakh Fourteen Thousand Nine Hundred & Twenty and Paise Twenty Only | 741 | 713 | 806.5456 |  | 838.2192
48 | Extra for using approved H.B netting in every third layer in any floor | BI01010001010000000000000515BI0100001159 | 1740.168 | Sq.M. | 46.3792 |  |  | Excess(+) | 1 | Full Conversion | INR | [40 empty] | 80707.5997 | 80707.5997 | INR Eighty Thousand Seven Hundred & Seven and Paise Sixty Only | 41 | 703 | 795.2336 |  | 46.3792
49 | 25mm. thick damp proof course with cement concrete with stone chips (1:1.5:3) [with graded stone aggregate 10 mm nominal size] and admixture of water proofing compound as per manufacturer's specification followed by two coat of polymer based paint, (1st coat after 4 to 5 days of concrete laying and 2 nd coat just before brick masonry work) as directed (cost of water proofing compound & polymer based paint to be paid separately).( Chequering not required over concrete or painted surface). | BI01010001010000000000000515BI0100001160 | 830.3648 | Sq.M. | 222.8464 |  |  | Excess(+) | 1 | Full Conversion | INR | [40 empty] | 185043.7952 | 185043.7952 | INR One Lakh Eighty Five Thousand &Forty Three and Paise Eighty Only | 197 | 708 | 800.8896 |  | 222.8464
50 | (b) Applying 2 coats of Non-Toxic Acrylic Polymer modified Paint having adhesive & waterproofing properties by mixing in proportion (1 liquid: 4 cementitious material) or as per manufacturer's specification for water proofing layer in water tank etc. (No Departmental Cement is required) | BI01010001010000000000000515BI0100001161 | 372.1966 | Sq.M. | 290.7184 |  |  | Excess(+) | 1 | Full Conversion | INR | [40 empty] | 108204.4124 | 108204.4124 | INR One Lakh Eight Thousand Two Hundred & Four and Paise Forty One Only | 257 | 713 | 806.5456 |  | 290.7184
51 | Extra rate for using water proofing and plasticising admixture @ 0.2% by weight of cement (or at manufacturer's specified rate) for concrete of various grades. | BI01010001010000000000000515BI0100001162 | 28.26 | kg | 134.6128 |  |  | Excess(+) | 1 | Full Conversion | INR | [40 empty] | 3804.1577 | 3804.1577 | INR Three Thousand Eight Hundred & Four and Paise Sixteen Only | 119 | 718 | 812.2016 |  | 134.6128
52 | 18 mm. to 22 mm. thick, kota stone slab set in 20 mm thick (avg) cement mortar (1:4) in floor, stair & lobby including pointing in cement slurry with admixture of pigment matching the stone shade, including grinding & polishing as per direction of Engineer - in - charge to match with the existing work. [Slurry for bedding @ 4.4 kg/Sq.m and pointing @2.0 kg/Sq.m] Ground Floor | BI01010001010000000000000515BI0100001163 | 171.5828 | Sq. M | 1135.7248 |  |  | Excess(+) | 1 | Full Conversion | INR | [40 empty] | 194870.8208 | 194870.8208 | INR One Lakh Ninety Four Thousand Eight Hundred & Seventy and Paise Eighty Two Only | 1004 | 1269 | 1435.4928 |  | 1135.7248
53 | 18 mm. to 22 mm. thick, kota stone slab set in 20 mm thick (avg) cement mortar (1:4) in floor, stair & lobby including pointing in cement slurry with admixture of pigment matching the stone shade, including grinding & polishing as per direction of Engineer - in - charge to match with the existing work. [Slurry for bedding @ 4.4 kg/Sq.m and pointing @2.0 kg/Sq.m] First Floor | BI01010001010000000000000515BI0100001164 | 130.5828 | Sq. M | 1149.2992 |  |  | Excess(+) | 1 | Full Conversion | INR | [40 empty] | 150078.6869 | 150078.6869 | INR One Lakh Fifty Thousand &Seventy Eight and Paise Sixty Nine Only | 1016 | 1274 | 1441.1488 |  | 1149.2992
54 | 18 mm. to 22 mm. thick, kota stone slab set in 20 mm thick (avg) cement mortar (1:4) in floor, stair & lobby including pointing in cement slurry with admixture of pigment matching the stone shade, including grinding & polishing as per direction of Engineer - in - charge to match with the existing work. [Slurry for bedding @ 4.4 kg/Sq.m and pointing @2.0 kg/Sq.m] Second Floor | BI01010001010000000000000515BI0100001165 | 130.5828 | Sq. M | 1162.8736 |  |  | Excess(+) | 1 | Full Conversion | INR | [40 empty] | 151851.2698 | 151851.2698 | INR One Lakh Fifty One Thousand Eight Hundred & Fifty One and Paise Twenty Seven Only | 1028 | 1279 | 1446.8048 |  | 1162.8736
55 | 18 mm. to 22 mm. thick, kota stone slab set in 20 mm thick (avg) cement mortar (1:4) in floor, stair & lobby including pointing in cement slurry with admixture of pigment matching the stone shade, including grinding & polishing as per direction of Engineer - in - charge to match with the existing work. [Slurry for bedding @ 4.4 kg/Sq.m and pointing @2.0 kg/Sq.m] Third Floor | BI01010001010000000000000515BI0100001166 | 130.5828 | Sq. M | 1176.448 |  |  | Excess(+) | 1 | Full Conversion | INR | [40 empty] | 153623.8527 | 153623.8527 | INR One Lakh Fifty Three Thousand Six Hundred & Twenty Three and Paise Eighty Five Only | 1040 | 1284 | 1452.4608 |  | 1176.448
56 | Extra cost of labour for prefinished and premoulded Nosing to treads of steps, railing, window sill etc. of Kota Stone. | BI01010001010000000000000515BI0100001167 | 194.4 | m | 253.3888 |  |  | Excess(+) | 1 | Full Conversion | INR | [40 empty] | 49258.7827 | 49258.7827 | INR Forty Nine Thousand Two Hundred & Fifty Eight and Paise Seventy Eight Only | 224 | 2313 | 2616.4656 |  | 253.3888
57 | Extra cost of labour for grinding Kota Stone Floor in treads and riser of Steps. | BI01010001010000000000000515BI0100001168 | 167.3595 | Sq.M | 236.4208 |  |  | Excess(+) | 1 | Full Conversion | INR | [40 empty] | 39567.2669 | 39567.2669 | INR Thirty Nine Thousand Five Hundred & Sixty Seven and Paise Twenty Seven Only | 209 | 10021 | 11335.7552 |  | 236.4208
58 | Supplying, fitting and fixing 18 mm. to 22 mm. thick kota stone slab in wall, dado in 15 mm thick [avg] cement mortar (1:3) including making suitable arrangement to hold the stone properly by brass / copper hooks including pointing in cement mortar (1:2) (1 cement : 2 marble dust) with admixture of pigments matching the stone shade, including grinding and polishing all complete as per direction of Engineer-in-charge including cost of materials, labour, scaffolding, staging, curing complete. [Using cement slurry for bedding @4.4 kg/Sq.m and for jointing @1.8 kg/Sq.m] Ground Floor | BI01010001010000000000000515BI0100001169 | 14.1615 | Sq. M | 1292.9616 |  |  | Excess(+) | 1 | Full Conversion | INR | [40 empty] | 18310.2757 | 18310.2757 | INR Eighteen Thousand Three Hundred & Ten and Paise Twenty Eight Only | 1143 | 10121.21 | 11449.1128 |  | 1292.9616
59 | Supplying, fitting and fixing 18 mm. to 22 mm. thick kota stone slab in wall, dado in 15 mm thick [avg] cement mortar (1:3) including making suitable arrangement to hold the stone properly by brass / copper hooks including pointing in cement mortar (1:2) (1 cement : 2 marble dust) with admixture of pigments matching the stone shade, including grinding and polishing all complete as per direction of Engineer-in-charge including cost of materials, labour, scaffolding, staging, curing complete. [Using cement slurry for bedding @4.4 kg/Sq.m and for jointing @1.8 kg/Sq.m] First Floor | BI01010001010000000000000515BI0100001170 | 14.1615 | Sq. M | 1306.536 |  |  | Excess(+) | 1 | Full Conversion | INR | [40 empty] | 18502.5096 | 18502.5096 | INR Eighteen Thousand Five Hundred & Two and Paise Fifty One Only | 1155 | 10222.4221 | 11563.6039 |  | 1306.536
60 | Supplying, fitting and fixing 18 mm. to 22 mm. thick kota stone slab in wall, dado in 15 mm thick [avg] cement mortar (1:3) including making suitable arrangement to hold the stone properly by brass / copper hooks including pointing in cement mortar (1:2) (1 cement : 2 marble dust) with admixture of pigments matching the stone shade, including grinding and polishing all complete as per direction of Engineer-in-charge including cost of materials, labour, scaffolding, staging, curing complete. [Using cement slurry for bedding @4.4 kg/Sq.m and for jointing @1.8 kg/Sq.m] Second Floor | BI01010001010000000000000515BI0100001171 | 14.1615 | Sq. M | 1320.1104 |  |  | Excess(+) | 1 | Full Conversion | INR | [40 empty] | 18694.7434 | 18694.7434 | INR Eighteen Thousand Six Hundred & Ninety Four and Paise Seventy Four Only | 1167 | 10324.6463 | 11679.2399 |  | 1320.1104
61 | Supplying, fitting and fixing 18 mm. to 22 mm. thick kota stone slab in wall, dado in 15 mm thick [avg] cement mortar (1:3) including making suitable arrangement to hold the stone properly by brass / copper hooks including pointing in cement mortar (1:2) (1 cement : 2 marble dust) with admixture of pigments matching the stone shade, including grinding and polishing all complete as per direction of Engineer-in-charge including cost of materials, labour, scaffolding, staging, curing complete. [Using cement slurry for bedding @4.4 kg/Sq.m and for jointing @1.8 kg/Sq.m] Third Floor | BI01010001010000000000000515BI0100001172 | 14.1615 | Sq. M | 1333.6848 |  |  | Excess(+) | 1 | Full Conversion | INR | [40 empty] | 18886.9773 | 18886.9773 | INR Eighteen Thousand Eight Hundred & Eighty Six and Paise Ninety Eight Only | 1179 | 4351 | 4921.8512 |  | 1333.6848
62 | Supplying and laying true to line and level vitrified tiles of approved brand (size not less than 600mmX600mmX10mm thick) in floor,skirtingetc.set in 20 mm sand cement mortar(1:4) and 2 mm thick cement slurry back side of tiles using cement@ 2.91Kg./sqM or using polymerised adhesive (6mm thick layer applied directly over finished artificial stone floor/Mosaicetc with out any backing course) laid after application slurry using1.75 Kg of cement per sqM below mortar only,joints grouted with admixture of white cement and colouring pigment to match with colour of tiles/epoxy grout materials of approved make as directed and removal of wax coating of top surface of tiles with warm water and polishing the tiles using soft and dry cloth up to mirror finish complete including the cost of materials,labour and all other incidental charges complete true to the manufacturer's specification and direction of Engineer-in- Charge.(White cement,synthetic adhesive and grout material to be supplied by the contra conc i. With application slurry @ 1.25kg/sqm 20mm sand cement morter 1:4 and side of tiles, 0.2kg/sqm white cement for joint filling with pigment. A. Deep colour and white | BI01010001010000000000000515BI0100001173 | 770 | Sq. M | 1904.9408 |  |  | Excess(+) | 1 | Full Conversion | INR | [40 empty] | 1466804.416 | 1466804.416 | INR Fourteen Lakh Sixty Six Thousand Eight Hundred & Four and Paise Forty Two Only | 1684 | 81936 | 92686.0032 |  | 1904.9408
63 | Supplying, fitting & fixing granite slabs 15mm to 18 mm. thick with uniform texture & without decorative veins in columns, wall, facia etc. with 15 mm thick [avg] cement mortar (1:2) including making suitable arrangements to hold the stones properly by brass / copper hooks including pointing in cement mortar (1:2) (1 white cement : 2 marble dust) with admixture of pigment matching the stone shades all complete as per direction of the Engineer-in-charge including cost of all materials, labours, scaffolding, staging ,curing and roughening of concrete surface complete. [Using cement slurry at back side of granite @ 4.4 kg/sq.m & white cement slurry for joint filling @ 1.8 kg/sq.m] - (Page no: 55 & Item no: 31B) | BI01010001010000000000000515BI0100001174 | 28 | SqM. | 2611.9408 |  |  | Excess(+) | 1 | Full Conversion | INR | [40 empty] | 73134.3424 | 73134.3424 | INR Seventy Three Thousand One Hundred & Thirty Four and Paise Thirty Four Only | 2309 | 82136 | 92912.2432 |  | 2611.9408
64 | Supplying fitting approved type ventilator in position after cutting holes in walls setting in cement mortar mending damages to wall and plaster and two coats of paint of approved brands and shade .Payment of mending two damages of wall & plaster and painting to be made separately. (i) Upto 0.10 sq.m. Area | BI01010001010000000000000515BI0100001175 | 45 | Each | 122.1696 |  |  | Excess(+) | 1 | Full Conversion | INR | [40 empty] | 5497.632 | 5497.632 | INR Five Thousand Four Hundred & Ninety Seven and Paise Sixty Three Only | 108 | 82336 | 93138.4832 |  | 122.1696
65 | Supplying, fitting & fixing 1st quality Ceramic tiles in walls and floors to match with the existing work & 4 nos. of key stones (10mm) fixed with araldite at the back of each tile & finishing the joints with white cement mixed with colouring oxide if required to match the colour of tiles including roughening of concrete surface, if necessary or by synthetic adhesive & grout materials etc. (A) Floor With Sand Cement Mortar (1:4) 20 mm thick & 2 mm thick cement slurry at back side of tiles using cement @ 2.91 Kg/Sq.m & joint filling using white cement slurry @ 0.20kg/Sq.m. (a) Area of each tile upto 0.09 Sq.m (i) Coloured decorative Ground Floor | BI01010001010000000000000515BI0100001176 | 479.5285 | Sq. M | 831.432 |  |  | Excess(+) | 1 | Full Conversion | INR | [40 empty] | 398695.3814 | 398695.3814 | INR Three Lakh Ninety Eight Thousand Six Hundred & Ninety Five and Paise Thirty Eight Only | 735 | 82536 | 93364.7232 |  | 831.432
66 | Supplying, fitting & fixing 1st quality Ceramic tiles in walls and floors to match with the existing work & 4 nos. of key stones (10mm) fixed with araldite at the back of each tile & finishing the joints with white cement mixed with colouring oxide if required to match the colour of tiles including roughening of concrete surface, if necessary or by synthetic adhesive & grout materials etc. (A) Floor With Sand Cement Mortar (1:4) 20 mm thick & 2 mm thick cement slurry at back side of tiles using cement @ 2.91 Kg/Sq.m & joint filling using white cement slurry @ 0.20kg/Sq.m. (a) Area of each tile upto 0.09 Sq.m (i) Coloured decorative First Floor | BI01010001010000000000000515BI0100001177 | 479.5285 | Sq. M | 837.088 |  |  | Excess(+) | 1 | Full Conversion | INR | [40 empty] | 401407.5949 | 401407.5949 | INR Four Lakh One Thousand Four Hundred & Seven and Paise Fifty Nine Only | 740 | 2659 | 3007.8608 |  | 837.088
67 | Supplying, fitting & fixing 1st quality Ceramic tiles in walls and floors to match with the existing work & 4 nos. of key stones (10mm) fixed with araldite at the back of each tile & finishing the joints with white cement mixed with colouring oxide if required to match the colour of tiles including roughening of concrete surface, if necessary or by synthetic adhesive & grout materials etc. (A) Floor With Sand Cement Mortar (1:4) 20 mm thick & 2 mm thick cement slurry at back side of tiles using cement @ 2.91 Kg/Sq.m & joint filling using white cement slurry @ 0.20kg/Sq.m. (a) Area of each tile upto 0.09 Sq.m (i) Coloured decorative Second Floor | BI01010001010000000000000515BI0100001178 | 479.5285 | Sq. M | 842.744 |  |  | Excess(+) | 1 | Full Conversion | INR | [40 empty] | 404119.8083 | 404119.8083 | INR Four Lakh Four Thousand One Hundred & Nineteen and Paise Eighty One Only | 745 | 2673 | 3023.6976 |  | 842.744
68 | Supplying, fitting & fixing 1st quality Ceramic tiles in walls and floors to match with the existing work & 4 nos. of key stones (10mm) fixed with araldite at the back of each tile & finishing the joints with white cement mixed with colouring oxide if required to match the colour of tiles including roughening of concrete surface, if necessary or by synthetic adhesive & grout materials etc. (A) Floor With Sand Cement Mortar (1:4) 20 mm thick & 2 mm thick cement slurry at back side of tiles using cement @ 2.91 Kg/Sq.m & joint filling using white cement slurry @ 0.20kg/Sq.m. (a) Area of each tile upto 0.09 Sq.m (i) Coloured decorative Third Floor | BI01010001010000000000000515BI0100001179 | 479.5285 | Sq. M | 848.4 |  |  | Excess(+) | 1 | Full Conversion | INR | [40 empty] | 406832.0218 | 406832.0218 | INR Four Lakh Six Thousand Eight Hundred & Thirty Two and Paise Two Only | 750 | 2687 | 3039.5344 |  | 848.4
69 | Supplying, fitting & fixing 1st quality Ceramic tiles in walls and floors to match with the existing work & 4 nos. of key stones (10mm) fixed with araldite at the back of each tile & finishing the joints with white cement mixed with colouring oxide if required to match the colour of tiles including roughening of concrete surface, if necessary or by synthetic adhesive & grout materials etc. (B) Wall With Sand Cement Mortar (1:3) 15 mm thick & 2 mm thick cement slurry at back side of tiles using cement @ 2.91 Kg/Sq.m & joint filling using white cement slurry @ 0.20kg/Sq.m. (a) Area of each tile upto 0.09 Sq.m (i) Coloured decorative Ground Floor | BI01010001010000000000000515BI0100001180 | 289.564 | Sq. M | 838.2192 |  |  | Excess(+) | 1 | Full Conversion | INR | [40 empty] | 242718.1044 | 242718.1044 | INR Two Lakh Forty Two Thousand Seven Hundred & Eighteen and Paise Ten Only | 741 | 2701 | 3055.3712 |  | 838.2192
70 | Supplying, fitting & fixing 1st quality Ceramic tiles in walls and floors to match with the existing work & 4 nos. of key stones (10mm) fixed with araldite at the back of each tile & finishing the joints with white cement mixed with colouring oxide if required to match the colour of tiles including roughening of concrete surface, if necessary or by synthetic adhesive & grout materials etc. (B) Wall With Sand Cement Mortar (1:3) 15 mm thick & 2 mm thick cement slurry at back side of tiles using cement @ 2.91 Kg/Sq.m & joint filling using white cement slurry @ 0.20kg/Sq.m. (a) Area of each tile upto 0.09 Sq.m (i) Coloured decorative First Floor | BI01010001010000000000000515BI0100001181 | 289.564 | Sq. M | 843.8752 |  |  | Excess(+) | 1 | Full Conversion | INR | [40 empty] | 244355.8784 | 244355.8784 | INR Two Lakh Forty Four Thousand Three Hundred & Fifty Five and Paise Eighty Eight Only | 746 | 2763 | 3125.5056 |  | 843.8752
71 | Supplying, fitting & fixing 1st quality Ceramic tiles in walls and floors to match with the existing work & 4 nos. of key stones (10mm) fixed with araldite at the back of each tile & finishing the joints with white cement mixed with colouring oxide if required to match the colour of tiles including roughening of concrete surface, if necessary or by synthetic adhesive & grout materials etc. (B) Wall With Sand Cement Mortar (1:3) 15 mm thick & 2 mm thick cement slurry at back side of tiles using cement @ 2.91 Kg/Sq.m & joint filling using white cement slurry @ 0.20kg/Sq.m. (a) Area of each tile upto 0.09 Sq.m (i) Coloured decorative Second Floor | BI01010001010000000000000515BI0100001182 | 289.564 | Sq. M | 847.2688 |  |  | Excess(+) | 1 | Full Conversion | INR | [40 empty] | 245338.5428 | 245338.5428 | INR Two Lakh Forty Five Thousand Three Hundred & Thirty Eight and Paise Fifty Four Only | 749 | 2777 | 3141.3424 |  | 847.2688
72 | Supplying, fitting & fixing 1st quality Ceramic tiles in walls and floors to match with the existing work & 4 nos. of key stones (10mm) fixed with araldite at the back of each tile & finishing the joints with white cement mixed with colouring oxide if required to match the colour of tiles including roughening of concrete surface, if necessary or by synthetic adhesive & grout materials etc. (B) Wall With Sand Cement Mortar (1:3) 15 mm thick & 2 mm thick cement slurry at back side of tiles using cement @ 2.91 Kg/Sq.m & joint filling using white cement slurry @ 0.20kg/Sq.m. (a) Area of each tile upto 0.09 Sq.m (i) Coloured decorative Third Floor | BI01010001010000000000000515BI0100001183 | 289.564 | Sq. M | 852.9248 |  |  | Excess(+) | 1 | Full Conversion | INR | [40 empty] | 246976.3168 | 246976.3168 | INR Two Lakh Forty Six Thousand Nine Hundred & Seventy Six and Paise Thirty Two Only | 754 | 2791 | 3157.1792 |  | 852.9248
73 | Supplying, fitting and fixing Black Stone slab used in Kitchen slab, alcove, wardrobe etc. laid and jointed with necessary adhesive Cement mortar (1:2) including grinding or polishing as per direction of Engineer-in -Charge in Ground Floor. (a) Slab Thickness 20 to 25 mm Ground Floor | BI01010001010000000000000515BI0100001184 | 11.2 | Sq. M | 727.3616 |  |  | Excess(+) | 1 | Full Conversion | INR | [40 empty] | 8146.4499 | 8146.4499 | INR Eight Thousand One Hundred & Forty Six and Paise Forty Five Only | 643 | 2805 | 3173.016 |  | 727.3616
74 | Supplying, fitting and fixing Black Stone slab used in Kitchen slab, alcove, wardrobe etc. laid and jointed with necessary adhesive Cement mortar (1:2) including grinding or polishing as per direction of Engineer-in -Charge in Ground Floor. (a) Slab Thickness 20 to 25 mm First Floor | BI01010001010000000000000515BI0100001185 | 11.2 | Sq. M | 740.936 |  |  | Excess(+) | 1 | Full Conversion | INR | [40 empty] | 8298.4832 | 8298.4832 | INR Eight Thousand Two Hundred & Ninety Eight and Paise Forty Eight Only | 655 | 497 | 562.2064 |  | 740.936
75 | Supplying, fitting and fixing Black Stone slab used in Kitchen slab, alcove, wardrobe etc. laid and jointed with necessary adhesive Cement mortar (1:2) including grinding or polishing as per direction of Engineer-in -Charge in Ground Floor. (a) Slab Thickness 20 to 25 mm Second Floor | BI01010001010000000000000515BI0100001186 | 11.2 | Sq. M | 754.5104 |  |  | Excess(+) | 1 | Full Conversion | INR | [40 empty] | 8450.5165 | 8450.5165 | INR Eight Thousand Four Hundred & Fifty and Paise Fifty Two Only | 667 | 497 | 562.2064 |  | 754.5104
76 | Supplying, fitting and fixing Black Stone slab used in Kitchen slab, alcove, wardrobe etc. laid and jointed with necessary adhesive Cement mortar (1:2) including grinding or polishing as per direction of Engineer-in -Charge in Ground Floor. (a) Slab Thickness 20 to 25 mm Third Floor | BI01010001010000000000000515BI0100001187 | 11.2 | Sq. M | 768.0848 |  |  | Excess(+) | 1 | Full Conversion | INR | [40 empty] | 8602.5498 | 8602.5498 | INR Eight Thousand Six Hundred & Two and Paise Fifty Five Only | 679 | 497 | 562.2064 |  | 768.0848
77 | (a) M.S.or W.I. Ornamental grill of approved design joints continuously welded with M.S, W.I. Flats and bars of windows, railing etc. fitted and fixed with necessary screws and lugs in ground floor. (ii) Grill weighing above 16 Kg./sq.mtr and above Ground Floor | BI01010001010000000000000515BI0100001188 | 63.7208 | Qntl | 10968.1152 |  |  | Excess(+) | 1 | Full Conversion | INR | [40 empty] | 698897.075 | 698897.075 | INR Six Lakh Ninety Eight Thousand Eight Hundred & Ninety Seven and Paise Eight Only | 9696 | 497 | 562.2064 |  | 10968.1152
78 | (a) M.S.or W.I. Ornamental grill of approved design joints continuously welded with M.S, W.I. Flats and bars of windows, railing etc. fitted and fixed with necessary screws and lugs in ground floor. (ii) Grill weighing above 16 Kg./sq.mtr and above First Floor | BI01010001010000000000000515BI0100001189 | 14.1804 | Qntl | 11077.7964 |  |  | Excess(+) | 1 | Full Conversion | INR | [40 empty] | 157087.5834 | 157087.5834 | INR One Lakh Fifty Seven Thousand &Eighty Seven and Paise Fifty Eight Only | 9792.96 | 103 | 116.5136 |  | 11077.7964
79 | (a) M.S.or W.I. Ornamental grill of approved design joints continuously welded with M.S, W.I. Flats and bars of windows, railing etc. fitted and fixed with necessary screws and lugs in ground floor. (ii) Grill weighing above 16 Kg./sq.mtr and above Second Floor | BI01010001010000000000000515BI0100001190 | 14.1804 | Qntl | 11188.5743 |  |  | Excess(+) | 1 | Full Conversion | INR | [40 empty] | 158658.4592 | 158658.4592 | INR One Lakh Fifty Eight Thousand Six Hundred & Fifty Eight and Paise Forty Six Only | 9890.8896 | 29 | 32.8048 |  | 11188.5743
80 | (a) M.S.or W.I. Ornamental grill of approved design joints continuously welded with M.S, W.I. Flats and bars of windows, railing etc. fitted and fixed with necessary screws and lugs in ground floor. (ii) Grill weighing above 16 Kg./sq.mtr and above Third Floor | BI01010001010000000000000515BI0100001191 | 14.1804 | Qntl | 11300.4601 |  |  | Excess(+) | 1 | Full Conversion | INR | [40 empty] | 160245.0438 | 160245.0438 | INR One Lakh Sixty Thousand Two Hundred & Forty Five and Paise Four Only | 9989.7985 | 43 | 48.6416 |  | 11300.4601
81 | (a) M.S.or W.I. Ornamental grill of approved design joints continuously welded with M.S, W.I. Flats and bars of windows, railing etc. fitted and fixed with necessary screws and lugs in ground floor. (ii) Grill weighing above 16 Kg./sq.mtr and above Mumty Room | BI01010001010000000000000515BI0100001192 | 0.702 | Qntl | 11413.4647 |  |  | Excess(+) | 1 | Full Conversion | INR | [40 empty] | 8012.2522 | 8012.2522 | INR Eight Thousand &Twelve and Paise Twenty Five Only | 10089.6965 | 166 | 187.7792 |  | 11413.4647
82 | Supplying 1.5mm thick M.S. sheet fitted and fixed on one or both faces of M.S./ W.I. gate etc. with point welding at not more than 150mm apart complete in all respect as per design including cost of all labour and materials | BI01010001010000000000000515BI0100001193 | 21 | Sq.M | 1105.1824 |  |  | Excess(+) | 1 | Full Conversion | INR | [40 empty] | 23208.8304 | 23208.8304 | INR Twenty Three Thousand Two Hundred & Eight and Paise Eighty Three Only | 977 | 117 | 132.3504 |  | 1105.1824
83 | Collapsible gate with 40mm x 40mm x 6mm Tee as top and bottom guide rail, 20mm x 10mm x 2mm vertical channels 100mm apart in fully stretched position 20mm x 5mm M.S. flats as collapsible bracings properly rivetted and washered including 38mm steel rollers including locking arrangements, fitted and fixed in position with lugs set in cement concrete and including cutting necessary holes, chasing etc. in walls, floors etc. and making good damages complete. In ground floor. (Payment will be made on the area of the gate covered by two guard rails and two extreme channels) | BI01010001010000000000000515BI0100001194 | 22.45 | Sq.M | 4898.096 |  |  | Excess(+) | 1 | Full Conversion | INR | [40 empty] | 109962.2552 | 109962.2552 | INR One Lakh Nine Thousand Nine Hundred & Sixty Two and Paise Twenty Six Only | 4330 | 54 | 61.0848 |  | 4898.096
84 | Wood work in door and window frame fitted and fixed in position complete including a protective coat of painting at the contact surface of the frame exluding cost of concrete, Iron Butt Hinges and M.S clamps. (The quantum should be correted upto three decimals). (d) Sal : Local. Ground Floor | BI01010001010000000000000515BI0100001195 | 3.217 | Cu.M. | 82525.5648 |  |  | Excess(+) | 1 | Full Conversion | INR | [40 empty] | 265484.742 | 265484.742 | INR Two Lakh Sixty Five Thousand Four Hundred & Eighty Four and Paise Seventy Four Only | 72954 | 78 | 88.2336 |  | 82525.5648
85 | Wood work in door and window frame fitted and fixed in position complete including a protective coat of painting at the contact surface of the frame exluding cost of concrete, Iron Butt Hinges and M.S clamps. (The quantum should be correted upto three decimals). (d) Sal : Local. First Floor | BI01010001010000000000000515BI0100001196 | 3.217 | Cu.M. | 82751.8048 |  |  | Excess(+) | 1 | Full Conversion | INR | [40 empty] | 266212.556 | 266212.556 | INR Two Lakh Sixty Six Thousand Two Hundred & Twelve and Paise Fifty Six Only | 73154 | 126 | 142.5312 |  | 82751.8048
86 | Wood work in door and window frame fitted and fixed in position complete including a protective coat of painting at the contact surface of the frame exluding cost of concrete, Iron Butt Hinges and M.S clamps. (The quantum should be correted upto three decimals). (d) Sal : Local. Second Floor | BI01010001010000000000000515BI0100001197 | 3.217 | Cu.M. | 82978.0448 |  |  | Excess(+) | 1 | Full Conversion | INR | [40 empty] | 266940.3701 | 266940.3701 | INR Two Lakh Sixty Six Thousand Nine Hundred & Forty and Paise Thirty Seven Only | 73354 | 130 | 147.056 |  | 82978.0448
87 | Wood work in door and window frame fitted and fixed in position complete including a protective coat of painting at the contact surface of the frame exluding cost of concrete, Iron Butt Hinges and M.S clamps. (The quantum should be correted upto three decimals). (d) Sal : Local. Third Floor | BI01010001010000000000000515BI0100001198 | 3.2965 | Cu.M. | 83204.2848 |  |  | Excess(+) | 1 | Full Conversion | INR | [40 empty] | 274282.9248 | 274282.9248 | INR Two Lakh Seventy Four Thousand Two Hundred & Eighty Two and Paise Ninety Two Only | 73554 | 134 | 151.5808 |  | 83204.2848
88 | Supplying, fitting and fixing M.S. clamps for door and window frame made of flat bent bar, end bifurcated with necessary screws etc. by cement concrete(1:2:4) as per direction. (Cost of concrete will be paid separately) (b) 40mm X 6mm, 250mm Length | BI01010001010000000000000515BI0100001199 | 2082 | Each | 32.8048 |  |  | Excess(+) | 1 | Full Conversion | INR | [40 empty] | 68299.5936 | 68299.5936 | INR Sixty Eight Thousand Two Hundred & Ninety Nine and Paise Fifty Nine Only | 29 | 138 | 156.1056 |  | 32.8048
89 | Iron butt hinges of approved quality fitted and fixed with steelscrews, with ISI mark. (vi) 100mm. X 50mm. X 1.25mm. | BI01010001010000000000000515BI0100001200 | 2218 | Each | 48.6416 |  |  | Excess(+) | 1 | Full Conversion | INR | [40 empty] | 107887.0688 | 107887.0688 | INR One Lakh Seven Thousand Eight Hundred & Eighty Seven and Paise Seven Only | 43 | 142 | 160.6304 |  | 48.6416
90 | i) Iron hasp bolt of approved quality fitted and fixed complete (oxidised) with 16mm dia rod with centre bolt and round fitting. (b) 250mm long. | BI01010001010000000000000515BI0100001201 | 720 | Each | 179.8608 |  |  | Excess(+) | 1 | Full Conversion | INR | [40 empty] | 129499.776 | 129499.776 | INR One Lakh Twenty Nine Thousand Four Hundred & Ninety Nine and Paise Seventy Eight Only | 159 | 157 | 177.5984 |  | 179.8608
91 | (a) Supplying 'Godrej' mortice lock chromium plated with latch and keys 4 levers, including fitting and fixing complete. | BI01010001010000000000000515BI0100001202 | 344 | Each | 1222.8272 |  |  | Excess(+) | 1 | Full Conversion | INR | [40 empty] | 420652.5568 | 420652.5568 | INR Four Lakh Twenty Thousand Six Hundred & Fifty Two and Paise Fifty Six Only | 1081 | 161 | 182.1232 |  | 1222.8272
92 | (ii) Door stopper (Anodised aluminium) | BI01010001010000000000000515BI0100001203 | 608 | Each | 79.184 |  |  | Excess(+) | 1 | Full Conversion | INR | [40 empty] | 48143.872 | 48143.872 | INR Forty Eight Thousand One Hundred & Forty Three and Paise Eighty Seven Only | 70 | 165 | 186.648 |  | 79.184
93 | Anodised aluminium barrel / tower / socket bolt (full covered) of approved manufactured from extruded section conforming to I.S. 204/74 fitted and fixed with cadmium plated screws: (iv) 150mm long x 10mm dia. bolt. | BI01010001010000000000000515BI0100001204 | 256 | Each | 71.2656 |  |  | Excess(+) | 1 | Full Conversion | INR | [40 empty] | 18243.9936 | 18243.9936 | INR Eighteen Thousand Two Hundred & Forty Three and Paise Ninety Nine Only | 63 | 169 | 191.1728 |  | 71.2656
94 | Anodised aluminium barrel / tower / socket bolt (full covered) of approved manufactured from extruded section conforming to I.S. 204/74 fitted and fixed with cadmium plated screws: (ix) 300mm long x 10mm dia. bolt. | BI01010001010000000000000515BI0100001205 | 256 | Each | 111.9888 |  |  | Excess(+) | 1 | Full Conversion | INR | [40 empty] | 28669.1328 | 28669.1328 | INR Twenty Eight Thousand Six Hundred & Sixty Nine and Paise Thirteen Only | 99 | 173 | 195.6976 |  | 111.9888
95 | Anodised aliminium D-type handle of approved quality manufactured from extruded section conforming to I.S. specification (I.S. 230/72) fitted and fixed complete: (a) With continuous plate base (Hexagonal/ Round rod) (vi) 150 mm grip x 10 mm dia rod. | BI01010001010000000000000515BI0100001206 | 720 | Each | 109.7264 |  |  | Excess(+) | 1 | Full Conversion | INR | [40 empty] | 79003.008 | 79003.008 | INR Seventy Nine Thousand &Three and Paise One Only | 97 | 161 | 182.1232 |  | 109.7264
96 | Supplying solid flush type doors of commercial quality, the timber frame consisting of top and bottom rails and side styles of well seasoned timber 65mm wide each and the entire frame fitted with 37.5mm wide battens places both ways in order to make the door of solid core and internal lipping with Garjan or similar wood veneers using phenol formaldehyde as glue etc. complete, including fitting, fixing shutters in position but excluding the cost of hinges and other fittings in (b) 32 mm thick shutters (single leaf) Ground Floor | BI01010001010000000000000515BI0100001207 | 145.43 | Sq.M | 2668.5008 |  |  | Excess(+) | 1 | Full Conversion | INR | [40 empty] | 388080.0713 | 388080.0713 | INR Three Lakh Eighty Eight Thousand &Eighty and Paise Seven Only | 2359 | 165 | 186.648 |  | 2668.5008
97 | Supplying solid flush type doors of commercial quality, the timber frame consisting of top and bottom rails and side styles of well seasoned timber 65mm wide each and the entire frame fitted with 37.5mm wide battens places both ways in order to make the door of solid core and internal lipping with Garjan or similar wood veneers using phenol formaldehyde as glue etc. complete, including fitting, fixing shutters in position but excluding the cost of hinges and other fittings in (b) 32 mm thick shutters (single leaf) First Floor | BI01010001010000000000000515BI0100001208 | 145.43 | Sq.M | 2684.3376 |  |  | Excess(+) | 1 | Full Conversion | INR | [40 empty] | 390383.2172 | 390383.2172 | INR Three Lakh Ninety Thousand Three Hundred & Eighty Three and Paise Twenty Two Only | 2373 | 169 | 191.1728 |  | 2684.3376
98 | Supplying solid flush type doors of commercial quality, the timber frame consisting of top and bottom rails and side styles of well seasoned timber 65mm wide each and the entire frame fitted with 37.5mm wide battens places both ways in order to make the door of solid core and internal lipping with Garjan or similar wood veneers using phenol formaldehyde as glue etc. complete, including fitting, fixing shutters in position but excluding the cost of hinges and other fittings in (b) 32 mm thick shutters (single leaf) Second Floor | BI01010001010000000000000515BI0100001209 | 145.43 | Sq.M | 2700.1744 |  |  | Excess(+) | 1 | Full Conversion | INR | [40 empty] | 392686.363 | 392686.363 | INR Three Lakh Ninety Two Thousand Six Hundred & Eighty Six and Paise Thirty Six Only | 2387 | 173 | 195.6976 |  | 2700.1744
99 | Supplying solid flush type doors of commercial quality, the timber frame consisting of top and bottom rails and side styles of well seasoned timber 65mm wide each and the entire frame fitted with 37.5mm wide battens places both ways in order to make the door of solid core and internal lipping with Garjan or similar wood veneers using phenol formaldehyde as glue etc. complete, including fitting, fixing shutters in position but excluding the cost of hinges and other fittings in (b) 32 mm thick shutters (single leaf) Third Floor | BI01010001010000000000000515BI0100001210 | 145.43 | Sq.M | 2716.0112 |  |  | Excess(+) | 1 | Full Conversion | INR | [40 empty] | 394989.5088 | 394989.5088 | INR Three Lakh Ninety Four Thousand Nine Hundred & Eighty Nine and Paise Fifty One Only | 2401 | 177 | 200.2224 |  | 2716.0112
100 | Supplying solid flush type doors of commercial quality, the timber frame consisting of top and bottom rails and side styles of well seasoned timber 65mm wide each and the entire frame fitted with 37.5mm wide battens places both ways in order to make the door of solid core and internal lipping with Garjan or similar wood veneers using phenol formaldehyde as glue etc. complete, including fitting, fixing shutters in position but excluding the cost of hinges and other fittings in (b) 32 mm thick shutters (single leaf) Mumty | BI01010001010000000000000515BI0100001211 | 11 | Sq.M | 2731.848 |  |  | Excess(+) | 1 | Full Conversion | INR | [40 empty] | 30050.328 | 30050.328 | INR Thirty Thousand &Fifty and Paise Thirty Three Only | 2415 | 34 | 38.4608 |  | 2731.848
101 | Supplying, fitting & fixing fibre reinforced polymer (FRP) Composite door shutters as per approved design with glass fibre reinforced plastic moulded skins and a special sandwich core, so as to impart monolitaheic composite structure as per approved technology of Department of Science and Technology (DST) to satisfy IS:4020 door testing performance criteria. (i) 25 mm thick Ground Floor | BI01010001010000000000000515BI0100001212 | 34.2 | Sq.m | 2919.6272 |  |  | Excess(+) | 1 | Full Conversion | INR | [40 empty] | 99851.2502 | 99851.2502 | INR Ninety Nine Thousand Eight Hundred & Fifty One and Paise Twenty Five Only | 2581 | 110 | 124.432 |  | 2919.6272
102 | Supplying, fitting & fixing fibre reinforced polymer (FRP) Composite door shutters as per approved design with glass fibre reinforced plastic moulded skins and a special sandwich core, so as to impart monolitaheic composite structure as per approved technology of Department of Science and Technology (DST) to satisfy IS:4020 door testing performance criteria. (i) 25 mm thick First Floor | BI01010001010000000000000515BI0100001213 | 34.2 | Sq.m | 2935.464 |  |  | Excess(+) | 1 | Full Conversion | INR | [40 empty] | 100392.8688 | 100392.8688 | INR One Lakh Three Hundred & Ninety Two and Paise Eighty Seven Only | 2595 | 110 | 124.432 |  | 2935.464
103 | Supplying, fitting & fixing fibre reinforced polymer (FRP) Composite door shutters as per approved design with glass fibre reinforced plastic moulded skins and a special sandwich core, so as to impart monolitaheic composite structure as per approved technology of Department of Science and Technology (DST) to satisfy IS:4020 door testing performance criteria. (i) 25 mm thick Second Floor | BI01010001010000000000000515BI0100001214 | 34.2 | Sq.m | 2951.3008 |  |  | Excess(+) | 1 | Full Conversion | INR | [40 empty] | 100934.4874 | 100934.4874 | INR One Lakh Nine Hundred & Thirty Four and Paise Forty Nine Only | 2609 | 110 | 124.432 |  | 2951.3008
104 | Supplying, fitting & fixing fibre reinforced polymer (FRP) Composite door shutters as per approved design with glass fibre reinforced plastic moulded skins and a special sandwich core, so as to impart monolitaheic composite structure as per approved technology of Department of Science and Technology (DST) to satisfy IS:4020 door testing performance criteria. (i) 25 mm thick Third Floor | BI01010001010000000000000515BI0100001215 | 34.2 | Sq.m | 2967.1376 |  |  | Excess(+) | 1 | Full Conversion | INR | [40 empty] | 101476.1059 | 101476.1059 | INR One Lakh One Thousand Four Hundred & Seventy Six and Paise Eleven Only | 2623 | 110 | 124.432 |  | 2967.1376
105 | Supplying, fitting and fixing fibre reinforced polymer (FRP) Composite door frame as per approved section with glass fibre reinforced plastic moulded skins and a special sandwich core, so as to impart monolitaheic composite structure as per approved technology of Department of Science and Technology (DST) to safisfy IS: 4020 door testing performance criteria.. (ii) 66mm x 70mm Ground Floor | BI01010001010000000000000515BI0100001216 | 198.2 | Mtr. | 504.5152 |  |  | Excess(+) | 1 | Full Conversion | INR | [40 empty] | 99994.9126 | 99994.9126 | INR Ninety Nine Thousand Nine Hundred & Ninety Four and Paise Ninety One Only | 446 | 110 | 124.432 |  | 504.5152
106 | Supplying, fitting and fixing fibre reinforced polymer (FRP) Composite door frame as per approved section with glass fibre reinforced plastic moulded skins and a special sandwich core, so as to impart monolitaheic composite structure as per approved technology of Department of Science and Technology (DST) to safisfy IS: 4020 door testing performance criteria.. (ii) 66mm x 70mm First Floor | BI01010001010000000000000515BI0100001217 | 79.2 | Mtr. | 504.5152 |  |  | Excess(+) | 1 | Full Conversion | INR | [40 empty] | 39957.6038 | 39957.6038 | INR Thirty Nine Thousand Nine Hundred & Fifty Seven and Paise Sixty Only | 446 | 44.2 | 49.999 |  | 504.5152
107 | Supplying, fitting and fixing fibre reinforced polymer (FRP) Composite door frame as per approved section with glass fibre reinforced plastic moulded skins and a special sandwich core, so as to impart monolitaheic composite structure as per approved technology of Department of Science and Technology (DST) to safisfy IS: 4020 door testing performance criteria.. (ii) 66mm x 70mm Second Floor | BI01010001010000000000000515BI0100001218 | 79.2 | Mtr. | 504.5152 |  |  | Excess(+) | 1 | Full Conversion | INR | [40 empty] | 39957.6038 | 39957.6038 | INR Thirty Nine Thousand Nine Hundred & Fifty Seven and Paise Sixty Only | 446 | 44.2 | 49.999 |  | 504.5152
108 | Supplying, fitting and fixing fibre reinforced polymer (FRP) Composite door frame as per approved section with glass fibre reinforced plastic moulded skins and a special sandwich core, so as to impart monolitaheic composite structure as per approved technology of Department of Science and Technology (DST) to safisfy IS: 4020 door testing performance criteria.. (ii) 66mm x 70mm Third Floor | BI01010001010000000000000515BI0100001219 | 79.2 | Mtr. | 504.5152 |  |  | Excess(+) | 1 | Full Conversion | INR | [40 empty] | 39957.6038 | 39957.6038 | INR Thirty Nine Thousand Nine Hundred & Fifty Seven and Paise Sixty Only | 446 | 44.2 | 49.999 |  | 504.5152
109 | Supplying, fitting and fixing Stainless Steel railing consist of 38mm dia and 900mm height vertical balustrade at every two alternative steps, 50mm dia top rail, 3 (three) nos 19mm dia horizontal Strainless steel pipe and base/cover plate with Strainless Steel GRADE 304 containing 7.5% nickle (Interior Grade) Brushed/Mat finish, complete as per direction of the Engineer-in-charge. Weight of Strainless Steel railing per metre 6.5 Kg (approx) | BI01010001010000000000000515BI0100001220 | 82 | Mtr. | 10267.9024 |  |  | Excess(+) | 1 | Full Conversion | INR | [40 empty] | 841967.9968 | 841967.9968 | INR Eight Lakh Forty One Thousand Nine Hundred & Sixty Seven and Paise One Hundred Only | 9077 | 44.2 | 49.999 |  | 10267.9024
110 | Labour for Chipping of concrete surface before taking up Plastering work. | BI01010001010000000000000515BI0100001221 | 15117.5976 | Sq.M | 23.7552 |  |  | Excess(+) | 1 | Full Conversion | INR | [40 empty] | 359121.5553 | 359121.5553 | INR Three Lakh Fifty Nine Thousand One Hundred & Twenty One and Paise Fifty Six Only | 21 | 44.2 | 49.999 |  | 23.7552
111 | Plaster (to wall, floor, ceiling etc.) with sand and cement mortar including rounding off or chamfering corners as directed and raking out joints including throating, nosing and drip course, scaffolding/staging where necessary (Ground floor).[Excluding cost of chipping over concrete surface] (i) With 1:6 cement mortar (b) 20 mm thick plaster Ground Floor | BI01010001010000000000000515BI0100001222 | 8775.06 | Sq.M | 175.336 |  |  | Excess(+) | 1 | Full Conversion | INR | [40 empty] | 1538583.9202 | 1538583.9202 | INR Fifteen Lakh Thirty Eight Thousand Five Hundred & Eighty Three and Paise Ninety Two Only | 155 | 45.1 | 51.0171 |  | 175.336
112 | Plaster (to wall, floor, ceiling etc.) with sand and cement mortar including rounding off or chamfering corners as directed and raking out joints including throating, nosing and drip course, scaffolding/staging where necessary (Ground floor).[Excluding cost of chipping over concrete surface] (i) With 1:6 cement mortar (b) 20 mm thick plaster First Floor | BI01010001010000000000000515BI0100001223 | 2115.928 | Sq.M | 179.8608 |  |  | Excess(+) | 1 | Full Conversion | INR | [40 empty] | 380572.5028 | 380572.5028 | INR Three Lakh Eighty Thousand Five Hundred & Seventy Two and Paise Fifty Only | 159 | 45.81 | 51.8203 |  | 179.8608
113 | Plaster (to wall, floor, ceiling etc.) with sand and cement mortar including rounding off or chamfering corners as directed and raking out joints including throating, nosing and drip course, scaffolding/staging where necessary (Ground floor).[Excluding cost of chipping over concrete surface] (i) With 1:6 cement mortar (b) 20 mm thick plaster Second Floor | BI01010001010000000000000515BI0100001224 | 2115.928 | Sq.M | 184.3856 |  |  | Excess(+) | 1 | Full Conversion | INR | [40 empty] | 390146.6538 | 390146.6538 | INR Three Lakh Ninety Thousand One Hundred & Forty Six and Paise Sixty Five Only | 163 | 46.52 | 52.6234 |  | 184.3856
114 | Plaster (to wall, floor, ceiling etc.) with sand and cement mortar including rounding off or chamfering corners as directed and raking out joints including throating, nosing and drip course, scaffolding/staging where necessary (Ground floor).[Excluding cost of chipping over concrete surface] (i) With 1:6 cement mortar (b) 20 mm thick plaster Third Floor | BI01010001010000000000000515BI0100001225 | 2115.928 | Sq.M | 188.9104 |  |  | Excess(+) | 1 | Full Conversion | INR | [40 empty] | 399720.8049 | 399720.8049 | INR Three Lakh Ninety Nine Thousand Seven Hundred & Twenty and Paise Eighty Only | 167 | 47.23 | 53.4266 |  | 188.9104
115 | Plaster (to wall, floor, ceiling etc.) with sand and cement mortar including rounding off or chamfering corners as directed and raking out joints including throating, nosing and drip course, scaffolding/staging where necessary (Ground floor).[Excluding cost of chipping over concrete surface] (i) With 1:6 cement mortar (b) 20 mm thick plaster Mumty Room | BI01010001010000000000000515BI0100001226 | 328.8142 | Sq.M | 193.4352 |  |  | Excess(+) | 1 | Full Conversion | INR | [40 empty] | 63604.2333 | 63604.2333 | INR Sixty Three Thousand Six Hundred & Four and Paise Twenty Three Only | 171 | 47.94 | 54.2297 |  | 193.4352
116 | Plaster (to wall, floor, ceiling etc.) with sand and cement mortar including rounding off or chamfering corners as directed and raking out joints including throating, nosing and drip course, scaffolding/staging where necessary (Ground floor).[Excluding cost of chipping over concrete surface] (i) With 1:6 cement mortar (b) 15 mm thick plaster Ground Floor | BI01010001010000000000000515BI0100001227 | 1719.427 | Sq.M | 153.8432 |  |  | Excess(+) | 1 | Full Conversion | INR | [40 empty] | 264522.1518 | 264522.1518 | INR Two Lakh Sixty Four Thousand Five Hundred & Twenty Two and Paise Fifteen Only | 136 | 62 | 70.1344 |  | 153.8432
117 | Plaster (to wall, floor, ceiling etc.) with sand and cement mortar including rounding off or chamfering corners as directed and raking out joints including throating, nosing and drip course, scaffolding/staging where necessary (Ground floor).[Excluding cost of chipping over concrete surface] (i) With 1:6 cement mortar (b) 15 mm thick plaster First Floor | BI01010001010000000000000515BI0100001228 | 1585.427 | Sq.M | 158.368 |  |  | Excess(+) | 1 | Full Conversion | INR | [40 empty] | 251080.9031 | 251080.9031 | INR Two Lakh Fifty One Thousand &Eighty and Paise Ninety Only | 140 | 62 | 70.1344 |  | 158.368
118 | Plaster (to wall, floor, ceiling etc.) with sand and cement mortar including rounding off or chamfering corners as directed and raking out joints including throating, nosing and drip course, scaffolding/staging where necessary (Ground floor).[Excluding cost of chipping over concrete surface] (i) With 1:6 cement mortar (b) 15 mm thick plaster Second Floor | BI01010001010000000000000515BI0100001229 | 1585.427 | Sq.M | 162.8928 |  |  | Excess(+) | 1 | Full Conversion | INR | [40 empty] | 258254.6432 | 258254.6432 | INR Two Lakh Fifty Eight Thousand Two Hundred & Fifty Four and Paise Sixty Four Only | 144 | 62 | 70.1344 |  | 162.8928
119 | Plaster (to wall, floor, ceiling etc.) with sand and cement mortar including rounding off or chamfering corners as directed and raking out joints including throating, nosing and drip course, scaffolding/staging where necessary (Ground floor).[Excluding cost of chipping over concrete surface] (i) With 1:6 cement mortar (b) 15 mm thick plaster Third Floor | BI01010001010000000000000515BI0100001230 | 1585.427 | Sq.M | 167.4176 |  |  | Excess(+) | 1 | Full Conversion | INR | [40 empty] | 265428.3833 | 265428.3833 | INR Two Lakh Sixty Five Thousand Four Hundred & Twenty Eight and Paise Thirty Eight Only | 148 | 62 | 70.1344 |  | 167.4176
120 | Plaster (to wall, floor, ceiling etc.) with sand and cement mortar including rounding off or chamfering corners as directed and raking out joints including throating, nosing and drip course, scaffolding/staging where necessary (Ground floor).[Excluding cost of chipping over concrete surface] (i) With 1:6 cement mortar (b) 15 mm thick plaster Mumty | BI01010001010000000000000515BI0100001231 | 482.936 | Sq.M | 171.9424 |  |  | Excess(+) | 1 | Full Conversion | INR | [40 empty] | 83037.1749 | 83037.1749 | INR Eighty Three Thousand &Thirty Seven and Paise Seventeen Only | 152 | 62 | 70.1344 |  | 171.9424
121 | Plaster (to wall, floor, ceiling etc.) with sand and cement mortar including rounding off or chamfering corners as directed and raking out joints including throating, nosing and drip course, scaffolding/staging where necessary (Ground floor).[Excluding cost of chipping over concrete surface] (ii) With 1:4 cement mortar (c) 10 mm thick plaster Ground Floor | BI01010001010000000000000515BI0100001232 | 765.7838 | Sq.M | 139.1376 |  |  | Excess(+) | 1 | Full Conversion | INR | [40 empty] | 106549.3131 | 106549.3131 | INR One Lakh Six Thousand Five Hundred & Forty Nine and Paise Thirty One Only | 123 | 67 | 75.7904 |  | 139.1376
122 | Plaster (to wall, floor, ceiling etc.) with sand and cement mortar including rounding off or chamfering corners as directed and raking out joints including throating, nosing and drip course, scaffolding/staging where necessary (Ground floor).[Excluding cost of chipping over concrete surface] (ii) With 1:4 cement mortar (c) 10 mm thick plaster First Floor | BI01010001010000000000000515BI0100001233 | 765.7838 | Sq.M | 143.6624 |  |  | Excess(+) | 1 | Full Conversion | INR | [40 empty] | 110014.3314 | 110014.3314 | INR One Lakh Ten Thousand &Fourteen and Paise Thirty Three Only | 127 | 67.71 | 76.5936 |  | 143.6624
123 | Plaster (to wall, floor, ceiling etc.) with sand and cement mortar including rounding off or chamfering corners as directed and raking out joints including throating, nosing and drip course, scaffolding/staging where necessary (Ground floor).[Excluding cost of chipping over concrete surface] (ii) With 1:4 cement mortar (c) 10 mm thick plaster Second Floor | BI01010001010000000000000515BI0100001234 | 765.7838 | Sq.M | 148.1872 |  |  | Excess(+) | 1 | Full Conversion | INR | [40 empty] | 113479.3497 | 113479.3497 | INR One Lakh Thirteen Thousand Four Hundred & Seventy Nine and Paise Thirty Five Only | 131 | 68.42 | 77.3967 |  | 148.1872
124 | Plaster (to wall, floor, ceiling etc.) with sand and cement mortar including rounding off or chamfering corners as directed and raking out joints including throating, nosing and drip course, scaffolding/staging where necessary (Ground floor).[Excluding cost of chipping over concrete surface] (ii) With 1:4 cement mortar (c) 10 mm thick plaster Third Floor | BI01010001010000000000000515BI0100001235 | 765.7838 | Sq.M | 152.712 |  |  | Excess(+) | 1 | Full Conversion | INR | [40 empty] | 116944.368 | 116944.368 | INR One Lakh Sixteen Thousand Nine Hundred & Forty Four and Paise Thirty Seven Only | 135 | 69.13 | 78.1999 |  | 152.712
125 | Plaster (to wall, floor, ceiling etc.) with sand and cement mortar including rounding off or chamfering corners as directed and raking out joints including throating, nosing and drip course, scaffolding/staging where necessary (Ground floor).[Excluding cost of chipping over concrete surface] (ii) With 1:4 cement mortar (c) 10 mm thick plaster Mumty | BI01010001010000000000000515BI0100001236 | 93.5578 | Sq.M | 157.2368 |  |  | Excess(+) | 1 | Full Conversion | INR | [40 empty] | 14710.7212 | 14710.7212 | INR Fourteen Thousand Seven Hundred & Ten and Paise Seventy Two Only | 139 | 69.84 | 79.003 |  | 157.2368
126 | Plaster (to wall, floor, ceiling etc.) with sand and cement mortar including rounding off or chamfering corners as directed and raking out joints including throating, nosing and drip course, scaffolding/staging where necessary (Ground floor).[Excluding cost of chipping over concrete surface] (ii) With 1:4 cement mortar (a) 20 mm thick plaster | BI01010001010000000000000515BI0100001237 | 3663 | Sq.M | 196.8288 |  |  | Excess(+) | 1 | Full Conversion | INR | [40 empty] | 720983.8944 | 720983.8944 | INR Seven Lakh Twenty Thousand Nine Hundred & Eighty Three and Paise Eighty Nine Only | 174 | 29 | 32.8048 |  | 196.8288
127 | Neat cement punning about 1.5mm thick in wall,dado,window sill,floor etc. NOTE:Cement 0.152 cu.m per100 sq.m. | BI01010001010000000000000515BI0100001238 | 5069.155 | Sq.M | 38.4608 |  |  | Excess(+) | 1 | Full Conversion | INR | [40 empty] | 194963.7566 | 194963.7566 | INR One Lakh Ninety Four Thousand Nine Hundred & Sixty Three and Paise Seventy Six Only | 34 | 29 | 32.8048 |  | 38.4608
128 | (a) Rendering the surface of walls and ceiling with plaster of paris (thickness not less than 1.5 mm.) Ground Floor | BI01010001010000000000000515BI0100001239 | 2485.2108 | Sq.M | 67.872 |  |  | Excess(+) | 1 | Full Conversion | INR | [40 empty] | 168676.224 | 168676.224 | INR One Lakh Sixty Eight Thousand Six Hundred & Seventy Six and Paise Twenty Two Only | 60 | 29 | 32.8048 |  | 67.872
129 | (a) Rendering the surface of walls and ceiling with plaster of paris (thickness not less than 1.5 mm.) First Floor | BI01010001010000000000000515BI0100001240 | 2351.2108 | Sq.M | 67.872 |  |  | Excess(+) | 1 | Full Conversion | INR | [40 empty] | 159581.376 | 159581.376 | INR One Lakh Fifty Nine Thousand Five Hundred & Eighty One and Paise Thirty Eight Only | 60 | 29 | 32.8048 |  | 67.872
130 | (a) Rendering the surface of walls and ceiling with plaster of paris (thickness not less than 1.5 mm.) Second Floor | BI01010001010000000000000515BI0100001241 | 2351.2108 | Sq.M | 67.872 |  |  | Excess(+) | 1 | Full Conversion | INR | [40 empty] | 159581.376 | 159581.376 | INR One Lakh Fifty Nine Thousand Five Hundred & Eighty One and Paise Thirty Eight Only | 60 | 29 | 32.8048 |  | 67.872
131 | (a) Rendering the surface of walls and ceiling with plaster of paris (thickness not less than 1.5 mm.) Third Floor | BI01010001010000000000000515BI0100001242 | 2351.2108 | Sq.M | 67.872 |  |  | Excess(+) | 1 | Full Conversion | INR | [40 empty] | 159581.376 | 159581.376 | INR One Lakh Fifty Nine Thousand Five Hundred & Eighty One and Paise Thirty Eight Only | 60 | 72 | 81.4464 |  | 67.872
132 | (a) Rendering the surface of walls and ceiling with plaster of paris (thickness not less than 1.5 mm.) Forth Floor | BI01010001010000000000000515BI0100001243 | 576.4938 | Sq.M | 67.872 |  |  | Excess(+) | 1 | Full Conversion | INR | [40 empty] | 39127.7838 | 39127.7838 | INR Thirty Nine Thousand One Hundred & Twenty Seven and Paise Seventy Eight Only | 60 | 72 | 81.4464 |  | 67.872
133 | Applying Interior grade Acrylic Primer of approved quality and brand on plastered or cencrete surface old or new surface to receive Distemper/ Acrylic emulsion paint including scraping and preparing the surface throughly, complete as per manufacturer's specification and as per direction of the EIC. (b) Two Coats ii) Solvent based interior grade Acrylic Primer Ground Floor | BI01010001010000000000000515BI0100001244 | 2485.2108 | Sq.M | 54.8632 |  |  | Excess(+) | 1 | Full Conversion | INR | [40 empty] | 136346.6144 | 136346.6144 | INR One Lakh Thirty Six Thousand Three Hundred & Forty Six and Paise Sixty One Only | 48.5 | 72 | 81.4464 |  | 54.8632
134 | Applying Interior grade Acrylic Primer of approved quality and brand on plastered or cencrete surface old or new surface to receive Distemper/ Acrylic emulsion paint including scraping and preparing the surface throughly, complete as per manufacturer's specification and as per direction of the EIC. (b) Two Coats ii) Solvent based interior grade Acrylic Primer First Floor | BI01010001010000000000000515BI0100001245 | 2351.2108 | Sq.M | 55.6664 |  |  | Excess(+) | 1 | Full Conversion | INR | [40 empty] | 130883.3252 | 130883.3252 | INR One Lakh Thirty Thousand Eight Hundred & Eighty Three and Paise Thirty Three Only | 49.21 | 72 | 81.4464 |  | 55.6664
135 | Applying Interior grade Acrylic Primer of approved quality and brand on plastered or cencrete surface old or new surface to receive Distemper/ Acrylic emulsion paint including scraping and preparing the surface throughly, complete as per manufacturer's specification and as per direction of the EIC. (b) Two Coats ii) Solvent based interior grade Acrylic Primer Second Floor | BI01010001010000000000000515BI0100001246 | 2351.2108 | Sq.M | 56.4695 |  |  | Excess(+) | 1 | Full Conversion | INR | [40 empty] | 132771.7049 | 132771.7049 | INR One Lakh Thirty Two Thousand Seven Hundred & Seventy One and Paise Seventy Only | 49.92 | 72 | 81.4464 |  | 56.4695
136 | Applying Interior grade Acrylic Primer of approved quality and brand on plastered or cencrete surface old or new surface to receive Distemper/ Acrylic emulsion paint including scraping and preparing the surface throughly, complete as per manufacturer's specification and as per direction of the EIC. (b) Two Coats ii) Solvent based interior grade Acrylic Primer Third Floor | BI01010001010000000000000515BI0100001247 | 2351.2108 | Sq.M | 57.2727 |  |  | Excess(+) | 1 | Full Conversion | INR | [40 empty] | 134660.0845 | 134660.0845 | INR One Lakh Thirty Four Thousand Six Hundred & Sixty and Paise Eight Only | 50.63 | 38 | 42.9856 |  | 57.2727
137 | Applying Interior grade Acrylic Primer of approved quality and brand on plastered or cencrete surface old or new surface to receive Distemper/ Acrylic emulsion paint including scraping and preparing the surface throughly, complete as per manufacturer's specification and as per direction of the EIC. (b) Two Coats ii) Solvent based interior grade Acrylic Primer Forth Floor | BI01010001010000000000000515BI0100001248 | 576.4938 | Sq.M | 58.0758 |  |  | Excess(+) | 1 | Full Conversion | INR | [40 empty] | 33480.3403 | 33480.3403 | INR Thirty Three Thousand Four Hundred & Eighty and Paise Thirty Four Only | 51.34 | 38 | 42.9856 |  | 58.0758
138 | Applying Acrylic Emulsion Paint of approved make and brand on walls and ceiling including sand papering in intermediate coats including putty (to be done under specific instruction of Superintending Engineer) : (Two coats) i) Standard Quality Ground Floor | BI01010001010000000000000515BI0100001249 | 2485.2108 | Sq.M | 70.1344 |  |  | Excess(+) | 1 | Full Conversion | INR | [40 empty] | 174298.7648 | 174298.7648 | INR One Lakh Seventy Four Thousand Two Hundred & Ninety Eight and Paise Seventy Six Only | 62 | 38 | 42.9856 |  | 70.1344
139 | Applying Acrylic Emulsion Paint of approved make and brand on walls and ceiling including sand papering in intermediate coats including putty (to be done under specific instruction of Superintending Engineer) : (Two coats) i) Standard Quality First Floor | BI01010001010000000000000515BI0100001250 | 2351.2108 | Sq.M | 70.1344 |  |  | Excess(+) | 1 | Full Conversion | INR | [40 empty] | 164900.7552 | 164900.7552 | INR One Lakh Sixty Four Thousand Nine Hundred and Paise Seventy Six Only | 62 | 38 | 42.9856 |  | 70.1344
140 | Applying Acrylic Emulsion Paint of approved make and brand on walls and ceiling including sand papering in intermediate coats including putty (to be done under specific instruction of Superintending Engineer) : (Two coats) i) Standard Quality Second Floor | BI01010001010000000000000515BI0100001251 | 2351.2108 | Sq.M | 70.1344 |  |  | Excess(+) | 1 | Full Conversion | INR | [40 empty] | 164900.7552 | 164900.7552 | INR One Lakh Sixty Four Thousand Nine Hundred and Paise Seventy Six Only | 62 | 75 | 84.84 |  | 70.1344
141 | Applying Acrylic Emulsion Paint of approved make and brand on walls and ceiling including sand papering in intermediate coats including putty (to be done under specific instruction of Superintending Engineer) : (Two coats) i) Standard Quality Third Floor | BI01010001010000000000000515BI0100001252 | 2351.2108 | Sq.M | 70.1344 |  |  | Excess(+) | 1 | Full Conversion | INR | [40 empty] | 164900.7552 | 164900.7552 | INR One Lakh Sixty Four Thousand Nine Hundred and Paise Seventy Six Only | 62 | 75 | 84.84 |  | 70.1344
142 | Applying Acrylic Emulsion Paint of approved make and brand on walls and ceiling including sand papering in intermediate coats including putty (to be done under specific instruction of Superintending Engineer) : (Two coats) i) Standard Quality Forth Floor | BI01010001010000000000000515BI0100001253 | 576.4938 | Sq.M | 70.1344 |  |  | Excess(+) | 1 | Full Conversion | INR | [40 empty] | 40432.0433 | 40432.0433 | INR Forty Thousand Four Hundred & Thirty Two and Paise Four Only | 62 | 75 | 84.84 |  | 70.1344
143 | Applying Exterior grade Acrylic primer of approved quality and brand on plastered or cencrete surface old or new surface to receive decorative textured(matt finish) or smooth finish acrylic exterior emulsion paint including scraping and preparing the surface throughly, complete as per manufacturer's specification and as per direction of the EIC. (a) Two Coats Ground Floor | BI01010001010000000000000515BI0100001254 | 8103.06 | Sq.M | 51.0171 |  |  | Excess(+) | 1 | Full Conversion | INR | [40 empty] | 413394.7844 | 413394.7844 | INR Four Lakh Thirteen Thousand Three Hundred & Ninety Four and Paise Seventy Eight Only | 45.1 | 75 | 84.84 |  | 51.0171
144 | Applying Exterior grade Acrylic primer of approved quality and brand on plastered or cencrete surface old or new surface to receive decorative textured(matt finish) or smooth finish acrylic exterior emulsion paint including scraping and preparing the surface throughly, complete as per manufacturer's specification and as per direction of the EIC. (a) Two Coats First Floor | BI01010001010000000000000515BI0100001255 | 1309.928 | Sq.M | 51.8203 |  |  | Excess(+) | 1 | Full Conversion | INR | [40 empty] | 67880.8253 | 67880.8253 | INR Sixty Seven Thousand Eight Hundred & Eighty and Paise Eighty Three Only | 45.81 | 2199 | 2487.5088 |  | 51.8203
145 | Applying Exterior grade Acrylic primer of approved quality and brand on plastered or cencrete surface old or new surface to receive decorative textured(matt finish) or smooth finish acrylic exterior emulsion paint including scraping and preparing the surface throughly, complete as per manufacturer's specification and as per direction of the EIC. (a) Two Coats Second Floor | BI01010001010000000000000515BI0100001256 | 1309.928 | Sq.M | 52.6234 |  |  | Excess(+) | 1 | Full Conversion | INR | [40 empty] | 68932.8966 | 68932.8966 | INR Sixty Eight Thousand Nine Hundred & Thirty Two and Paise Ninety Only | 46.52 | 2225.388 | 2517.3589 |  | 52.6234
146 | Applying Exterior grade Acrylic primer of approved quality and brand on plastered or cencrete surface old or new surface to receive decorative textured(matt finish) or smooth finish acrylic exterior emulsion paint including scraping and preparing the surface throughly, complete as per manufacturer's specification and as per direction of the EIC. (a) Two Coats Third Floor | BI01010001010000000000000515BI0100001257 | 1309.928 | Sq.M | 53.4266 |  |  | Excess(+) | 1 | Full Conversion | INR | [40 empty] | 69984.9678 | 69984.9678 | INR Sixty Nine Thousand Nine Hundred & Eighty Four and Paise Ninety Seven Only | 47.23 | 2252.0927 | 2547.5672 |  | 53.4266
147 | Applying Exterior grade Acrylic primer of approved quality and brand on plastered or cencrete surface old or new surface to receive decorative textured(matt finish) or smooth finish acrylic exterior emulsion paint including scraping and preparing the surface throughly, complete as per manufacturer's specification and as per direction of the EIC. (a) Two Coats Forth Floor | BI01010001010000000000000515BI0100001258 | 635.8142 | Sq.M | 54.2297 |  |  | Excess(+) | 1 | Full Conversion | INR | [40 empty] | 34480.0291 | 34480.0291 | INR Thirty Four Thousand Four Hundred & Eighty and Paise Three Only | 47.94 | 2279.1178 | 2578.138 |  | 54.2297
148 | Protective and Decorative Acrylic exterior emulsion paint of approved quality, as per manufacturer's specification and as per direction of EIC to be applied over acrylic primer as required. The rate includes cost of material, labour, scaffolding and all incidental charges but excluding the cost of primer. (Two Coat) b) Premium 100% Acrylic Emulsion Ground Floor | BI01010001010000000000000515BI0100001259 | 8103.06 | Sq.M | 95.0208 |  |  | Excess(+) | 1 | Full Conversion | INR | [40 empty] | 769959.2436 | 769959.2436 | INR Seven Lakh Sixty Nine Thousand Nine Hundred & Fifty Nine and Paise Twenty Four Only | 84 | 218 | 246.6016 |  | 95.0208
149 | Protective and Decorative Acrylic exterior emulsion paint of approved quality, as per manufacturer's specification and as per direction of EIC to be applied over acrylic primer as required. The rate includes cost of material, labour, scaffolding and all incidental charges but excluding the cost of primer. (Two Coat) b) Premium 100% Acrylic Emulsion First Floor | BI01010001010000000000000515BI0100001260 | 1309.928 | Sq.M | 95.824 |  |  | Excess(+) | 1 | Full Conversion | INR | [40 empty] | 125522.4778 | 125522.4778 | INR One Lakh Twenty Five Thousand Five Hundred & Twenty Two and Paise Forty Eight Only | 84.71 | 195 | 220.584 |  | 95.824
150 | Protective and Decorative Acrylic exterior emulsion paint of approved quality, as per manufacturer's specification and as per direction of EIC to be applied over acrylic primer as required. The rate includes cost of material, labour, scaffolding and all incidental charges but excluding the cost of primer. (Two Coat) b) Premium 100% Acrylic Emulsion Second Floor | BI01010001010000000000000515BI0100001261 | 1309.928 | Sq.M | 96.6271 |  |  | Excess(+) | 1 | Full Conversion | INR | [40 empty] | 126574.5491 | 126574.5491 | INR One Lakh Twenty Six Thousand Five Hundred & Seventy Four and Paise Fifty Five Only | 85.42 | 311 | 351.8032 |  | 96.6271
151 | Protective and Decorative Acrylic exterior emulsion paint of approved quality, as per manufacturer's specification and as per direction of EIC to be applied over acrylic primer as required. The rate includes cost of material, labour, scaffolding and all incidental charges but excluding the cost of primer. (Two Coat) b) Premium 100% Acrylic Emulsion Third Floor | BI01010001010000000000000515BI0100001262 | 1309.928 | Sq.M | 97.4303 |  |  | Excess(+) | 1 | Full Conversion | INR | [40 empty] | 127626.6204 | 127626.6204 | INR One Lakh Twenty Seven Thousand Six Hundred & Twenty Six and Paise Sixty Two Only | 86.13 | 270 | 305.424 |  | 97.4303
152 | Protective and Decorative Acrylic exterior emulsion paint of approved quality, as per manufacturer's specification and as per direction of EIC to be applied over acrylic primer as required. The rate includes cost of material, labour, scaffolding and all incidental charges but excluding the cost of primer. (Two Coat) b) Premium 100% Acrylic Emulsion Mumty | BI01010001010000000000000515BI0100001263 | 622.9182 | Sq.M | 98.2334 |  |  | Excess(+) | 1 | Full Conversion | INR | [40 empty] | 61191.3826 | 61191.3826 | INR Sixty One Thousand One Hundred & Ninety One and Paise Thirty Eight Only | 86.84 | 117 | 132.3504 |  | 98.2334
153 | (a) Priming one coat on timber or plastered surface with synthetic oil bound primer of approved quality including smoothening surfaces by sand papering etc. | BI01010001010000000000000515BI0100001264 | 3681.344 | Sq.M | 42.9856 |  |  | Excess(+) | 1 | Full Conversion | INR | [40 empty] | 158244.7806 | 158244.7806 | INR One Lakh Fifty Eight Thousand Two Hundred & Forty Four and Paise Seventy Eight Only | 38 | 119 | 134.6128 |  | 42.9856
154 | (b) Priming one coat on steel or other metal surface with synthetic oil bound primer of approved quality including smoothening surfaces by sand papering etc. | BI01010001010000000000000515BI0100001265 | 888.518 | Sq.M | 32.8048 |  |  | Excess(+) | 1 | Full Conversion | INR | [40 empty] | 29147.6553 | 29147.6553 | INR Twenty Nine Thousand One Hundred & Forty Seven and Paise Sixty Six Only | 29 | 148 | 167.4176 |  | 32.8048
155 | (A) Painting with best quality synthetic enamel paint of approved make and brand including smoothening surface by sand papering etc. including using of approved putty etc. on the surface, if necessary : (a) On timber or plastered surface : With super gloss (hi-gloss) - (iv) Two coats (with any shade except white) | BI01010001010000000000000515BI0100001266 | 3712.532 | Sq.M | 91.6272 |  |  | Excess(+) | 1 | Full Conversion | INR | [40 empty] | 340168.9121 | 340168.9121 | INR Three Lakh Forty Thousand One Hundred & Sixty Eight and Paise Ninety One Only | 81 | 183 | 207.0096 |  | 91.6272
156 | (A) Painting with best quality synthetic enamel paint of approved make and brand including smoothening surface by sand papering etc. including using of approved putty etc. on the surface, if necessary : (b) On steel or other metal surface : (iv) Two coats (with any shade except white) | BI01010001010000000000000515BI0100001267 | 857.33 | Sq.M | 89.3648 |  |  | Excess(+) | 1 | Full Conversion | INR | [40 empty] | 76615.124 | 76615.124 | INR Seventy Six Thousand Six Hundred & Fifteen and Paise Twelve Only | 79 | 658 | 744.3296 |  | 89.3648
157 | Supplying profiles of required section made of Aluminium Alloy Extrusions conforming to IS: 732-1983 and IS: 1285- 1975; Annodized (with required film thickness and specified colour / natural) matt finished conforming to IS: 1868-1983 for fabrication of composit door, sliding & casement windows, partitions, formed of basic sections of any ISI embossed / certified make and brand as per direction of Engineer - InCharge. (Payment will be made on finished length of the work). (A) In 10-12 Micron thickness Annodizing film I) Natural white a) 2- track sliding window i) Bottom frame | BI01010001010000000000000515BI0100001268 | 319.2 | Metre | 246.6016 |  |  | Excess(+) | 1 | Full Conversion | INR | [40 empty] | 78715.2307 | 78715.2307 | INR Seventy Eight Thousand Seven Hundred & Fifteen and Paise Twenty Three Only | 218 | 263 | 297.5056 |  | 246.6016
158 | Supplying profiles of required section made of Aluminium Alloy Extrusions conforming to IS: 732-1983 and IS: 1285- 1975; Annodized (with required film thickness and specified colour / natural) matt finished conforming to IS: 1868-1983 for fabrication of composit door, sliding & casement windows, partitions, formed of basic sections of any ISI embossed / certified make and brand as per direction of Engineer - InCharge. (Payment will be made on finished length of the work). (A) In 10-12 Micron thickness Annodizing film I) Natural white a) 2- track sliding window ii) Top and side frame | BI01010001010000000000000515BI0100001269 | 938.4 | Metre | 220.584 |  |  | Excess(+) | 1 | Full Conversion | INR | [40 empty] | 206996.0256 | 206996.0256 | INR Two Lakh Six Thousand Nine Hundred & Ninety Six and Paise Three Only | 195 | 14 | 15.8368 |  | 220.584
159 | Supplying profiles of required section made of Aluminium Alloy Extrusions conforming to IS: 732-1983 and IS: 1285- 1975; Annodized (with required film thickness and specified colour / natural) matt finished conforming to IS: 1868-1983 for fabrication of composit door, sliding & casement windows, partitions, formed of basic sections of any ISI embossed / certified make and brand as per direction of Engineer - InCharge. (Payment will be made on finished length of the work). (A) In 10-12 Micron thickness Annodizing film I) Natural white d) Shutter for all track sliding window i) Bottom & Top member | BI01010001010000000000000515BI0100001270 | 758.4 | Metre | 132.3504 |  |  | Excess(+) | 1 | Full Conversion | INR | [40 empty] | 100374.5434 | 100374.5434 | INR One Lakh Three Hundred & Seventy Four and Paise Fifty Four Only | 117 | 15 | 16.968 |  | 132.3504
160 | Supplying profiles of required section made of Aluminium Alloy Extrusions conforming to IS: 732-1983 and IS: 1285- 1975; Annodized (with required film thickness and specified colour / natural) matt finished conforming to IS: 1868-1983 for fabrication of composit door, sliding & casement windows, partitions, formed of basic sections of any ISI embossed / certified make and brand as per direction of Engineer - InCharge. (Payment will be made on finished length of the work). (A) In 10-12 Micron thickness Annodizing film I) Natural white d) Shutter for all track sliding window ii) Style side member | BI01010001010000000000000515BI0100001271 | 969.2 | Metre | 134.6128 |  |  | Excess(+) | 1 | Full Conversion | INR | [40 empty] | 130466.7258 | 130466.7258 | INR One Lakh Thirty Thousand Four Hundred & Sixty Six and Paise Seventy Three Only | 119 | 696 | 787.3152 |  | 134.6128
161 | Supplying profiles of required section made of Aluminium Alloy Extrusions conforming to IS: 732-1983 and IS: 1285- 1975; Annodized (with required film thickness and specified colour / natural) matt finished conforming to IS: 1868-1983 for fabrication of composit door, sliding & casement windows, partitions, formed of basic sections of any ISI embossed / certified make and brand as per direction of Engineer - InCharge. (Payment will be made on finished length of the work). (A) In 10-12 Micron thickness Annodizing film I) Natural white d) Shutter for all track sliding window iii) Interlock member | BI01010001010000000000000515BI0100001272 | 307.2 | Metre | 167.4176 |  |  | Excess(+) | 1 | Full Conversion | INR | [40 empty] | 51430.6867 | 51430.6867 | INR Fifty One Thousand Four Hundred & Thirty and Paise Sixty Nine Only | 148 | 941 | 1064.4592 |  | 167.4176
162 | Supplying profiles of required section made of Aluminium Alloy Extrusions conforming to IS: 732-1983 and IS: 1285- 1975; Annodized (with required film thickness and specified colour / natural) matt finished conforming to IS: 1868-1983 for fabrication of composit door, sliding & casement windows, partitions, formed of basic sections of any ISI embossed / certified make and brand as per direction of Engineer - InCharge. (Payment will be made on finished length of the work). (A) In 10-12 Micron thickness Annodizing film I) Natural white h) Louvered window i) Top, bottom and side member | BI01010001010000000000000515BI0100001273 | 225.6 | Metre | 207.0096 |  |  | Excess(+) | 1 | Full Conversion | INR | [40 empty] | 46701.3658 | 46701.3658 | INR Forty Six Thousand Seven Hundred & One and Paise Thirty Seven Only | 183 | 730 | 825.776 |  | 207.0096
163 | Supplying profiles of required section made of Aluminium Alloy Extrusions conforming to IS: 732-1983 and IS: 1285- 1975; Annodized (with required film thickness and specified colour / natural) matt finished conforming to IS: 1868-1983 for fabrication of composit door, sliding & casement windows, partitions, formed of basic sections of any ISI embossed / certified make and brand as per direction of Engineer - InCharge. (Payment will be made on finished length of the work). (A) In 10-12 Micron thickness Annodizing film I) Natural white h) Louvered window ii) Louvered Section. | BI01010001010000000000000515BI0100001274 | 168.4 | Metre | 744.3296 |  |  | Excess(+) | 1 | Full Conversion | INR | [40 empty] | 125345.1046 | 125345.1046 | INR One Lakh Twenty Five Thousand Three Hundred & Forty Five and Paise Ten Only | 658 | 742 | 839.3504 |  | 744.3296
164 | Supplying profiles of required section made of Aluminium Alloy Extrusions conforming to IS: 732-1983 and IS: 1285- 1975; Annodized (with required film thickness and specified colour / natural) matt finished conforming to IS: 1868-1983 for fabrication of composit door, sliding & casement windows, partitions, formed of basic sections of any ISI embossed / certified make and brand as per direction of Engineer - InCharge. (Payment will be made on finished length of the work). (A) In 10-12 Micron thickness Annodizing film I) Natural white h) Louvered window iii) Cleat angle ( Non-annodized). | BI01010001010000000000000515BI0100001275 | 81.4 | Metre | 297.5056 |  |  | Excess(+) | 1 | Full Conversion | INR | [40 empty] | 24216.9558 | 24216.9558 | INR Twenty Four Thousand Two Hundred & Sixteen and Paise Ninety Six Only | 263 | 754 | 852.9248 |  | 297.5056
165 | Supplying PVC rollers for sliding windows as per direction of Engineer in charge. | BI01010001010000000000000515BI0100001276 | 848 | Each | 15.8368 |  |  | Excess(+) | 1 | Full Conversion | INR | [40 empty] | 13429.6064 | 13429.6064 | INR Thirteen Thousand Four Hundred & Twenty Nine and Paise Sixty One Only | 14 | 766 | 866.4992 |  | 15.8368
166 | Supplying maruti lock (100mm) | BI01010001010000000000000515BI0100001277 | 420 | Pair | 52.0352 |  |  | Excess(+) | 1 | Full Conversion | INR | [40 empty] | 21854.784 | 21854.784 | INR Twenty One Thousand Eight Hundred & Fifty Four and Paise Seventy Eight Only | 46 | 468 | 529.4016 |  | 52.0352
167 | Supplying EPDM gusket of approved make and brand as per direction of Engineer in charge. i) For sliding windows a) ' T' shaped EPDM gasket for frames. | BI01010001010000000000000515BI0100001278 | 1962.56 | Metre | 14.7056 |  |  | Excess(+) | 1 | Full Conversion | INR | [40 empty] | 28860.6223 | 28860.6223 | INR Twenty Eight Thousand Eight Hundred & Sixty and Paise Sixty Two Only | 13 | 46 | 52.0352 |  | 14.7056
168 | Supplying EPDM gusket of approved make and brand as per direction of Engineer in charge. i) For sliding windows b) 'U' shaped EPDM gasket for frames | BI01010001010000000000000515BI0100001279 | 1972.56 | Metre | 16.968 |  |  | Excess(+) | 1 | Full Conversion | INR | [40 empty] | 33470.3981 | 33470.3981 | INR Thirty Three Thousand Four Hundred & Seventy and Paise Forty Only | 15 | 5250 | 5938.8 |  | 16.968
169 | Labour charge for fabrication and installation of composite door, window, partitions made from annodized extruded alloy aluminium sections for the following units:- (A) Glazed aluminium sliding windows made of extruded and annodized alloy aluminium sectios, fabrications, including cutting to proper shape and size, drilling and aligning of window shutter frame fitted with in built locking arrangements, sliding rollers and other necessary fittings, fixture, adhesives and joineries along with extruded neoprine or EPDM gasketing in between window frame and masonry work (walls, column, beam.lintels etc.) as well as between glass and shutter frame for fixing glass and Polysulphide sealant and in between shutter and window frame where necessary including cutting to requisite size and fixing glass as per drawing, specification and direction of EIC. The rate includes the hire charge of all tools and plants, including all incidental charges, adhesive, joineries such as screw, cleat angle etc. but excluding the cost of extruded aluminium sections, glass, neoprene / EPDM gasket, locking arrangement and rollers. i ) 2 track sliding window | BI01010001010000000000000515BI0100001280 | 316.8 | Sq.M | 787.3152 |  |  | Excess(+) | 1 | Full Conversion | INR | [40 empty] | 249421.4554 | 249421.4554 | INR Two Lakh Forty Nine Thousand Four Hundred & Twenty One and Paise Forty Six Only | 696 | 17 | 19.2304 |  | 787.3152
170 | Labour charge for fabrication and installation of composite door, window, partitions made from annodized extruded alloy aluminium sections for the following units:- (A) Glazed aluminium sliding windows made of extruded and annodized alloy aluminium sectios, fabrications, including cutting to proper shape and size, drilling and aligning of window shutter frame fitted with in built locking arrangements, sliding rollers and other necessary fittings, fixture, adhesives and joineries along with extruded neoprine or EPDM gasketing in between window frame and masonry work (walls, column, beam.lintels etc.) as well as between glass and shutter frame for fixing glass and Polysulphide sealant and in between shutter and window frame where necessary including cutting to requisite size and fixing glass as per drawing, specification and direction of EIC. The rate includes the hire charge of all tools and plants, including all incidental charges, adhesive, joineries such as screw, cleat angle etc. but excluding the cost of extruded aluminium sections, glass, neoprene / EPDM gasket, locking arrangement and rollers. ii ) 3 /4 track sliding window. | BI01010001010000000000000515BI0100001281 | 200 | sqm | 1064.4592 |  |  | Excess(+) | 1 | Full Conversion | INR | [40 empty] | 212891.84 | 212891.84 | INR Two Lakh Twelve Thousand Eight Hundred & Ninety One and Paise Eighty Four Only | 941 | 88 | 99.5456 |  | 1064.4592
171 | Supplying bubble free float glass of approved make and brand conforming to IS: 2835-1987. viii) 8mm thick coloured / tinted / smoke glass | BI01010001010000000000000515BI0100001282 | 506.8 | Sq.M | 1025.9984 |  |  | Excess(+) | 1 | Full Conversion | INR | [40 empty] | 519975.9891 | 519975.9891 | INR Five Lakh Nineteen Thousand Nine Hundred & Seventy Five and Paise Ninety Nine Only | 907 | 9077 | 10267.9024 |  | 1025.9984
172 | Sanitary & Plumbing Works Supplying, fitting and fixing PVC pipes of approved make of Schedule 80 (medium duty) conforming to ASTMD - 1785 and threaded to match with GI Pipes as per IS : 1239 (Part - I). with all necessary accessories, specials viz. socket, bend, tee, union, cross, elbo, nipple, longscrew, reducing socket, reducing tee, short piece etc. fitted with holder bats clamps, including cutting pipes, making threads,fitting, fixing etc. complete in all respect including cost of all necessary fittings as required,jointing materials and two coats of painting with approved paint in any position above ground. (Payment will be made on the centre line measurements of total pipe line including all specials. No separate payment will be made for accesories, specials. Payment for painting will be made seperately) (a) For Exposed Work PVC Pipes (Dia) 15 mm | BI01010001010000000000000515BI0100001283 | 80 | metre | 114.2512 |  |  | Excess(+) | 1 | Full Conversion | INR | [40 empty] | 9140.096 | 9140.096 | INR Nine Thousand One Hundred & Forty and Paise Ten Only | 101 | 1500 | 1696.8 |  | 114.2512
173 | Supplying, fitting and fixing PVC pipes of approved make of Schedule 80 (medium duty) conforming to ASTMD - 1785 and threaded to match with GI Pipes as per IS : 1239 (Part - I). with all necessary accessories, specials viz. socket, bend, tee, union, cross, elbo, nipple, longscrew, reducing socket, reducing tee, short piece etc. fitted with holder bats clamps, including cutting pipes, making threads,fitting, fixing etc. complete in all respect including cost of all necessary fittings as required,jointing materials and two coats of painting with approved paint in any position above ground. (Payment will be made on the centre line measurements of total pipe line including all specials. No separate payment will be made for accesories, specials. Payment for painting will be made seperately) (a) For Exposed Work PVC Pipes (Dia) 20 mm | BI01010001010000000000000515BI0100001284 | 265 | metre | 145.9248 |  |  | Excess(+) | 1 | Full Conversion | INR | [40 empty] | 38670.072 | 38670.072 | INR Thirty Eight Thousand Six Hundred & Seventy and Paise Seven Only | 129 | 4745 | 5367.544 |  | 145.9248
174 | Supplying, fitting and fixing PVC pipes of approved make of Schedule 80 (medium duty) conforming to ASTMD - 1785 and threaded to match with GI Pipes as per IS : 1239 (Part - I). with all necessary accessories, specials viz. socket, bend, tee, union, cross, elbo, nipple, longscrew, reducing socket, reducing tee, short piece etc. fitted with holder bats clamps, including cutting pipes, making threads,fitting, fixing etc. complete in all respect including cost of all necessary fittings as required,jointing materials and two coats of painting with approved paint in any position above ground. (Payment will be made on the centre line measurements of total pipe line including all specials. No separate payment will be made for accesories, specials. Payment for painting will be made seperately) (a) For Exposed Work PVC Pipes (Dia) 25 mm | BI01010001010000000000000515BI0100001285 | 270 | metre | 200.2224 |  |  | Excess(+) | 1 | Full Conversion | INR | [40 empty] | 54060.048 | 54060.048 | INR Fifty Four Thousand &Sixty and Paise Five Only | 177 | 3788 | 4284.9856 |  | 200.2224
175 | Supplying, fitting and fixing PVC pipes of approved make of Schedule 80 (medium duty) conforming to ASTMD - 1785 and threaded to match with GI Pipes as per IS : 1239 (Part - I). with all necessary accessories, specials viz. socket, bend, tee, union, cross, elbo, nipple, longscrew, reducing socket, reducing tee, short piece etc. fitted with holder bats clamps, including cutting pipes, making threads,fitting, fixing etc. complete in all respect including cost of all necessary fittings as required,jointing materials and two coats of painting with approved paint in any position above ground. (Payment will be made on the centre line measurements of total pipe line including all specials. No separate payment will be made for accesories, specials. Payment for painting will be made seperately) (a) For Exposed Work PVC Pipes (Dia) 32 mm | BI01010001010000000000000515BI0100001286 | 70 | metre | 266.9632 |  |  | Excess(+) | 1 | Full Conversion | INR | [40 empty] | 18687.424 | 18687.424 | INR Eighteen Thousand Six Hundred & Eighty Seven and Paise Forty Two Only | 236 | 177 | 200.2224 |  | 266.9632
176 | Supplying, fitting and fixing PVC pipes of approved make of Schedule 80 (medium duty) conforming to ASTMD - 1785 and threaded to match with GI Pipes as per IS : 1239 (Part - I). with all necessary accessories, specials viz. socket, bend, tee, union, cross, elbo, nipple, longscrew, reducing socket, reducing tee, short piece etc. fitted with holder bats clamps, including cutting pipes, making threads,fitting, fixing etc. complete in all respect including cost of all necessary fittings as required,jointing materials and two coats of painting with approved paint in any position above ground. (Payment will be made on the centre line measurements of total pipe line including all specials. No separate payment will be made for accesories, specials. Payment for painting will be made seperately) (a) For Exposed Work PVC Pipes (Dia) 40 mm | BI01010001010000000000000515BI0100001287 | 90 | metre | 330.3104 |  |  | Excess(+) | 1 | Full Conversion | INR | [40 empty] | 29727.936 | 29727.936 | INR Twenty Nine Thousand Seven Hundred & Twenty Seven and Paise Ninety Four Only | 292 | 129 | 145.9248 |  | 330.3104
177 | Supplying, fitting and fixing PVC pipes of approved make of Schedule 80 (medium duty) conforming to ASTMD - 1785 and threaded to match with GI Pipes as per IS : 1239 (Part - I). with all necessary accessories, specials viz. socket, bend, tee, union, cross, elbo, nipple, longscrew, reducing socket, reducing tee, short piece etc. fitted with holder bats clamps, including cutting pipes, making threads,fitting, fixing etc. complete in all respect including cost of all necessary fittings as required,jointing materials and two coats of painting with approved paint in any position above ground. (Payment will be made on the centre line measurements of total pipe line including all specials. No separate payment will be made for accesories, specials. Payment for painting will be made seperately) (b) For Concealed Work (Dia) 15 mm | BI01010001010000000000000515BI0100001288 | 110 | metre | 154.9744 |  |  | Excess(+) | 1 | Full Conversion | INR | [40 empty] | 17047.184 | 17047.184 | INR Seventeen Thousand &Forty Seven and Paise Eighteen Only | 137 | 137 | 154.9744 |  | 154.9744
178 | Supplying, fitting and fixing PVC pipes of approved make of Schedule 80 (medium duty) conforming to ASTMD - 1785 and threaded to match with GI Pipes as per IS : 1239 (Part - I). with all necessary accessories, specials viz. socket, bend, tee, union, cross, elbo, nipple, longscrew, reducing socket, reducing tee, short piece etc. fitted with holder bats clamps, including cutting pipes, making threads,fitting, fixing etc. complete in all respect including cost of all necessary fittings as required,jointing materials and two coats of painting with approved paint in any position above ground. (Payment will be made on the centre line measurements of total pipe line including all specials. No separate payment will be made for accesories, specials. Payment for painting will be made seperately) (b) For Concealed Work (Dia) 20 mm | BI01010001010000000000000515BI0100001289 | 490 | metre | 178.7296 |  |  | Excess(+) | 1 | Full Conversion | INR | [40 empty] | 87577.504 | 87577.504 | INR Eighty Seven Thousand Five Hundred & Seventy Seven and Paise Fifty Only | 158 | 158 | 178.7296 |  | 178.7296
179 | Supplying, fitting and fixing PVC pipes of approved make of Schedule 80 (medium duty) conforming to ASTMD - 1785 and threaded to match with GI Pipes as per IS : 1239 (Part - I). with all necessary accessories, specials viz. socket, bend, tee, union, cross, elbo, nipple, longscrew, reducing socket, reducing tee, short piece etc. fitted with holder bats clamps, including cutting pipes, making threads,fitting, fixing etc. complete in all respect including cost of all necessary fittings as required,jointing materials and two coats of painting with approved paint in any position above ground. (Payment will be made on the centre line measurements of total pipe line including all specials. No separate payment will be made for accesories, specials. Payment for painting will be made seperately) (b) For Concealed Work (Dia) 25 mm | BI01010001010000000000000515BI0100001290 | 100 | metre | 231.896 |  |  | Excess(+) | 1 | Full Conversion | INR | [40 empty] | 23189.6 | 23189.6 | INR Twenty Three Thousand One Hundred & Eighty Nine and Paise Sixty Only | 205 | 912 | 1031.6544 |  | 231.896
180 | Supplying, fitting and fixing shower of approved brand and make. (ii) Chromium plated round shower with revolving joint (Equivalent to Code No. 541(N) & Model - Tropical / Sumthing Special of ESSCO or similar brand). | BI01010001010000000000000515BI0100001291 | 72 | each | 407.232 |  |  | Excess(+) | 1 | Full Conversion | INR | [40 empty] | 29320.704 | 29320.704 | INR Twenty Nine Thousand Three Hundred & Twenty and Paise Seventy Only | 360 | 657 | 743.1984 |  | 407.232
181 | Supplying, fitting and fixing shower of approved brand and make. (iii) Chromium plated shower arm 240 mm long (Equivalent to Code No. 536(A) & Model - Tropical / Sumthing Special of ESSCO or similar brand). | BI01010001010000000000000515BI0100001292 | 68 | each | 349.5408 |  |  | Excess(+) | 1 | Full Conversion | INR | [40 empty] | 23768.7744 | 23768.7744 | INR Twenty Three Thousand Seven Hundred & Sixty Eight and Paise Seventy Seven Only | 309 | 196 | 221.7152 |  | 349.5408
182 | Supplying, fitting and fixing Peet's valve fullway gunmetal standard pattern best quality of approved brand bearing I.S.I. marking with fittings (tested to 21 kg per sq. cm.). (v) 40 mm dia | BI01010001010000000000000515BI0100001293 | 8 | each | 1861.9552 |  |  | Excess(+) | 1 | Full Conversion | INR | [40 empty] | 14895.6416 | 14895.6416 | INR Fourteen Thousand Eight Hundred & Ninety Five and Paise Sixty Four Only | 1646 | 46 | 52.0352 |  | 1861.9552
183 | Supplying, fitting and fixing Peet's valve fullway gunmetal standard pattern best quality of approved brand bearing I.S.I. marking with fittings (tested to 21 kg per sq. cm.). (vi) 32 mm dia | BI01010001010000000000000515BI0100001294 | 8 | each | 1423.0496 |  |  | Excess(+) | 1 | Full Conversion | INR | [40 empty] | 11384.3968 | 11384.3968 | INR Eleven Thousand Three Hundred & Eighty Four and Paise Forty Only | 1258 | 140 | 158.368 |  | 1423.0496
184 | Supplying, fitting and fixing Peet's valve fullway gunmetal standard pattern best quality of approved brand bearing I.S.I. marking with fittings (tested to 21 kg per sq. cm.). (vii) 25 mm dia | BI01010001010000000000000515BI0100001295 | 72 | each | 1031.6544 |  |  | Excess(+) | 1 | Full Conversion | INR | [40 empty] | 74279.1168 | 74279.1168 | INR Seventy Four Thousand Two Hundred & Seventy Nine and Paise Twelve Only | 912 | 83 | 93.8896 |  | 1031.6544
185 | Supplying, fitting and fixing Peet's valve fullway gunmetal standard pattern best quality of approved brand bearing I.S.I. marking with fittings (tested to 21 kg per sq. cm.). (viii) 20 mm dia | BI01010001010000000000000515BI0100001296 | 12 | each | 743.1984 |  |  | Excess(+) | 1 | Full Conversion | INR | [40 empty] | 8918.3808 | 8918.3808 | INR Eight Thousand Nine Hundred & Eighteen and Paise Thirty Eight Only | 657 | 46 | 52.0352 |  | 743.1984
186 | Supplying, fitting and fixing bib cock or stop cock. (a) (i) Chromium plated Bib Cock short body (Equivalent to Code No. 511 & Model - Tropical / Sumthing Special of ESSCO or similar brand). | BI01010001010000000000000515BI0100001297 | 240 | each | 609.7168 |  |  | Excess(+) | 1 | Full Conversion | INR | [40 empty] | 146332.032 | 146332.032 | INR One Lakh Forty Six Thousand Three Hundred & Thirty Two and Paise Three Only | 539 | 16 | 18.0992 |  | 609.7168
187 | Supplying, fitting and fixing bib cock or stop cock. (b) (i) Chromium plated Stop Cock (Equivalent to Code No. 513(A) & 513(B) & Model - Tropical / Sumthing Special of ESSCO or similar | BI01010001010000000000000515BI0100001298 | 235 | each | 557.6816 |  |  | Excess(+) | 1 | Full Conversion | INR | [40 empty] | 131055.176 | 131055.176 | INR One Lakh Thirty One Thousand &Fifty Five and Paise Eighteen Only | 493 | 25 | 28.28 |  | 557.6816
188 | Supplying, fitting and fixing bib cock or stop cock. (c)(i) Chromium plated angular stop cock with wall flange (Equivalent to Code No. 5053 & Model- Florentine of Jaguar or similar brand) | BI01010001010000000000000515BI0100001299 | 190 | each | 921.928 |  |  | Excess(+) | 1 | Full Conversion | INR | [40 empty] | 175166.32 | 175166.32 | INR One Lakh Seventy Five Thousand One Hundred & Sixty Six and Paise Thirty Two Only | 815 | 292 | 330.3104 |  | 921.928
189 | Supplying, fitting and fixing white vitreous china best quality approved make wash basin with C.I. brackets on 75 mm X 75 mm wooden blocks, C.P. waste fittings of 32 mm dia., one approved quality brass C.P. pillar cock of 15 mm dia., C.P. chain with rubber plug of 30 mm dia., approved quality P.V.C. waste pipe with C.P. nut 32 mm dia., 900 mm long approved quality P.V.C. connection pipe with heavy brass C.P. nut including mending good all damages and painting the brackets with two coats of approved paint. (iii) 630 mm X 450 mm size | BI01010001010000000000000515BI0100001300 | 88 | each | 3687.712 |  |  | Excess(+) | 1 | Full Conversion | INR | [40 empty] | 324518.656 | 324518.656 | INR Three Lakh Twenty Four Thousand Five Hundred & Eighteen and Paise Sixty Six Only | 3260 | 85 | 96.152 |  | 3687.712
190 | Supplying, fitting and fixing E.W.C. in white glazed vitreous chinaware of approved make complete in position with necessary bolts, nuts etc. (a) With 'P' trap | BI01010001010000000000000515BI0100001301 | 80 | each | 1607.4352 |  |  | Excess(+) | 1 | Full Conversion | INR | [40 empty] | 128594.816 | 128594.816 | INR One Lakh Twenty Eight Thousand Five Hundred & Ninety Four and Paise Eighty Two Only | 1421 | 276 | 312.2112 |  | 1607.4352
191 | Supplying, fitting and fixing Closet seat of approved make with lid and C.P. hinges, rubber buffer and brass screws complete. (a) E.W.C. (ii) Plastic (hallow type) white | BI01010001010000000000000515BI0100001302 | 64 | each | 429.856 |  |  | Excess(+) | 1 | Full Conversion | INR | [40 empty] | 27510.784 | 27510.784 | INR Twenty Seven Thousand Five Hundred & Ten and Paise Seventy Eight Only | 380 | 147 | 166.2864 |  | 429.856
192 | Supplying, fitting and fixing Closet seat of approved make with lid and C.P.hinges, rubber buffer and brass screws complete. (b) Anglo Indian (ii) Plastic (hallow type) white | BI01010001010000000000000515BI0100001303 | 16 | each | 548.632 |  |  | Excess(+) | 1 | Full Conversion | INR | [40 empty] | 8778.112 | 8778.112 | INR Eight Thousand Seven Hundred & Seventy Eight and Paise Eleven Only | 485 | 85 | 96.152 |  | 548.632
193 | Supplying, fitting and fixing 10 litre P.V.C. low-down cistern conforming to I.S. specification with P.V.C. fittings complete,C.I. brackets including two coats of painting to bracket etc. | BI01010001010000000000000515BI0100001304 | 70 | each | 1148.168 |  |  | Excess(+) | 1 | Full Conversion | INR | [40 empty] | 80371.76 | 80371.76 | INR Eighty Thousand Three Hundred & Seventy One and Paise Seventy Six Only | 1015 | 21 | 23.7552 |  | 1148.168
194 | Supplying, fitting and fixing best quality Indian make mirror 5.5 mm thick with silvering as per I.S.I. specifications supported on fibre glass frame of any colour, frame size 550 mm X 400 mm | BI01010001010000000000000515BI0100001305 | 78 | each | 693.4256 |  |  | Excess(+) | 1 | Full Conversion | INR | [40 empty] | 54087.1968 | 54087.1968 | INR Fifty Four Thousand &Eighty Seven and Paise Twenty Only | 613 | 33 | 37.3296 |  | 693.4256
195 | Supplying, fitting and fixing C.I. round grating. (i) 100 mm | BI01010001010000000000000515BI0100001306 | 64 | each | 70.1344 |  |  | Excess(+) | 1 | Full Conversion | INR | [40 empty] | 4488.6016 | 4488.6016 | INR Four Thousand Four Hundred & Eighty Eight and Paise Sixty Only | 62 | 45 | 50.904 |  | 70.1344
196 | Supplying, fitting and fixing liquid soap container. (b) PTMT(Prayag or equivalent) | BI01010001010000000000000515BI0100001307 | 142 | each | 237.552 |  |  | Excess(+) | 1 | Full Conversion | INR | [40 empty] | 33732.384 | 33732.384 | INR Thirty Three Thousand Seven Hundred & Thirty Two and Paise Thirty Eight Only | 210 | 57 | 64.4784 |  | 237.552
197 | Supplying, fitting and fixing soap holder. (a) PTMT (Prayag or equivalent) | BI01010001010000000000000515BI0100001308 | 142 | each | 152.712 |  |  | Excess(+) | 1 | Full Conversion | INR | [40 empty] | 21685.104 | 21685.104 | INR Twenty One Thousand Six Hundred & Eighty Five and Paise Ten Only | 135 | 84 | 95.0208 |  | 152.712
198 | Supplying, fitting and fixing towel rail with two brackets. (ii) 25 mm dia. and 600 mm long | BI01010001010000000000000515BI0100001309 | 102 | each | 486.416 |  |  | Excess(+) | 1 | Full Conversion | INR | [40 empty] | 49614.432 | 49614.432 | INR Forty Nine Thousand Six Hundred & Fourteen and Paise Forty Three Only | 430 | 2869 | 3245.4128 |  | 486.416
199 | Supplying P.V.C. water storage tank of approved quality with closed top with lid (Black) - Multilayer (d) 2000 litre capacity | BI01010001010000000000000515BI0100001310 | 24 | each | 11802.9408 |  |  | Excess(+) | 1 | Full Conversion | INR | [40 empty] | 283270.5792 | 283270.5792 | INR Two Lakh Eighty Three Thousand Two Hundred & Seventy and Paise Fifty Eight Only | 10434 | 1132 | 1280.5184 |  | 11802.9408
200 | Supplying, fitting & fixing UPVC pipes A- Type and fittings conforming to IS:13592-1992 with all necessary clamps nails, including making holes in walls, floor etc. cutting trenches in any soil through masonry concrete structures etc if necessary and mending good damages including joining with jointing materails (Spun Yarn, Valamoid/Bitumen/M-Seal etc) complete. A) UPVC Pipes: (ii) 160 mm. Dia. | BI01010001010000000000000515BI0100001311 | 264 | Mtr. | 548.632 |  |  | Excess(+) | 1 | Full Conversion | INR | [40 empty] | 144838.848 | 144838.848 | INR One Lakh Forty Four Thousand Eight Hundred & Thirty Eight and Paise Eighty Five Only | 485 | 881 | 996.5872 |  | 548.632
201 | Supply of UPVC pipes (B Type) & fittings conforming to IS-13592-1992 (A) (i) Single Socketed 3 Meter Length (a) 75 mm | BI01010001010000000000000515BI0100001312 | 116 | metre | 221.7152 |  |  | Excess(+) | 1 | Full Conversion | INR | [40 empty] | 25718.9632 | 25718.9632 | INR Twenty Five Thousand Seven Hundred & Eighteen and Paise Ninety Six Only | 196 | 3287 | 3718.2544 |  | 221.7152
202 | Supply of UPVC pipes (B Type) & fittings conforming to IS-13592-1992 (A) (i) Single Socketed 3 Meter Length (b) 110 mm | BI01010001010000000000000515BI0100001313 | 700 | metre | 330.3104 |  |  | Excess(+) | 1 | Full Conversion | INR | [40 empty] | 231217.28 | 231217.28 | INR Two Lakh Thirty One Thousand Two Hundred & Seventeen and Paise Twenty Eight Only | 292 | 1613 | 1824.6256 |  | 330.3104
203 | Supply of UPVC pipes (B Type) & fittings conforming to IS-13592-1992 (A) (i) Single Socketed 3 Meter Length (c) 160 mm | BI01010001010000000000000515BI0100001314 | 636.8 | metre | 617.6352 |  |  | Excess(+) | 1 | Full Conversion | INR | [40 empty] | 393310.0954 | 393310.0954 | INR Three Lakh Ninety Three Thousand Three Hundred & Ten and Paise Ten Only | 546 | 1015 | 1148.168 |  | 617.6352
204 | Supply of UPVC pipes (B Type) & fittings conforming to IS-13592-1992 (ii) Double Socketed 3 Meter Length (a) 75 mm | BI01010001010000000000000515BI0100001315 | 30 | metre | 238.6832 |  |  | Excess(+) | 1 | Full Conversion | INR | [40 empty] | 7160.496 | 7160.496 | INR Seven Thousand One Hundred & Sixty and Paise Fifty Only | 211 | 485 | 548.632 |  | 238.6832
205 | Supply of UPVC pipes (B Type) & fittings conforming to IS-13592-1992 (ii) Double Socketed 3 Meter Length (b) 110 mm | BI01010001010000000000000515BI0100001316 | 50 | metre | 356.328 |  |  | Excess(+) | 1 | Full Conversion | INR | [40 empty] | 17816.4 | 17816.4 | INR Seventeen Thousand Eight Hundred & Sixteen and Paise Forty Only | 315 | 91 | 102.9392 |  | 356.328
206 | Supply of UPVC pipes (B Type) & fittings conforming to IS-13592-1992 (ii) Double Socketed 3 Meter Length (c) 160 mm | BI01010001010000000000000515BI0100001317 | 40 | metre | 676.4576 |  |  | Excess(+) | 1 | Full Conversion | INR | [40 empty] | 27058.304 | 27058.304 | INR Twenty Seven Thousand &Fifty Eight and Paise Thirty Only | 598 | 3260 | 3687.712 |  | 676.4576
207 | Supply of UPVC pipes (B Type) & fittings conforming to IS-13592-1992 (B) Fittings (i) Coupler (a) 75 mm | BI01010001010000000000000515BI0100001318 | 8 | Each | 52.0352 |  |  | Excess(+) | 1 | Full Conversion | INR | [40 empty] | 416.2816 | 416.2816 | INR Four Hundred & Sixteen and Paise Twenty Eight Only | 46 | 1497 | 1693.4064 |  | 52.0352
208 | Supply of UPVC pipes (B Type) & fittings conforming to IS-13592-1992 (B) Fittings (i) Coupler (b) 110 mm | BI01010001010000000000000515BI0100001319 | 12 | Each | 96.152 |  |  | Excess(+) | 1 | Full Conversion | INR | [40 empty] | 1153.824 | 1153.824 | INR One Thousand One Hundred & Fifty Three and Paise Eighty Two Only | 85 | 107 | 121.0384 |  | 96.152
209 | Supply of UPVC pipes (B Type) & fittings conforming to IS-13592-1992 (B) Fittings (i) Coupler (c)160 mm | BI01010001010000000000000515BI0100001320 | 3 | Each | 295.2432 |  |  | Excess(+) | 1 | Full Conversion | INR | [40 empty] | 885.7296 | 885.7296 | INR Eight Hundred & Eighty Five and Paise Seventy Three Only | 261 | 592 | 669.6704 |  | 295.2432
210 | Supply of UPVC pipes (B Type) & fittings conforming to IS-13592-1992 (B) Fittings (ii) Plain Tee (a) 75 mm | BI01010001010000000000000515BI0100001321 | 80 | Each | 52.0352 |  |  | Excess(+) | 1 | Full Conversion | INR | [40 empty] | 4162.816 | 4162.816 | INR Four Thousand One Hundred & Sixty Two and Paise Eighty Two Only | 46 | 475 | 537.32 |  | 52.0352
211 | Supply of UPVC pipes (B Type) & fittings conforming to IS-13592-1992 (B) Fittings (ii) Plain Tee (b) 110 mm | BI01010001010000000000000515BI0100001322 | 100 | Each | 96.152 |  |  | Excess(+) | 1 | Full Conversion | INR | [40 empty] | 9615.2 | 9615.2 | INR Nine Thousand Six Hundred & Fifteen and Paise Twenty Only | 85 | 613 | 693.4256 |  | 96.152
212 | Supply of UPVC pipes (B Type) & fittings conforming to IS-13592-1992 (B) Fittings (ii) Plain Tee (c) 160 mm | BI01010001010000000000000515BI0100001323 | 70 | Each | 296.3744 |  |  | Excess(+) | 1 | Full Conversion | INR | [40 empty] | 20746.208 | 20746.208 | INR Twenty Thousand Seven Hundred & Forty Six and Paise Twenty One Only | 262 | 861 | 973.9632 |  | 296.3744
213 | Supply of UPVC pipes (B Type) & fittings conforming to IS-13592-1992 (B) Fittings (iii) Door Tee (a) 75 mm | BI01010001010000000000000515BI0100001324 | 40 | Each | 114.2512 |  |  | Excess(+) | 1 | Full Conversion | INR | [40 empty] | 4570.048 | 4570.048 | INR Four Thousand Five Hundred & Seventy and Paise Five Only | 101 | 815 | 921.928 |  | 114.2512
214 | Supply of UPVC pipes (B Type) & fittings conforming to IS-13592-1992 (B) Fittings (iii) Door Tee (b) 110 mm | BI01010001010000000000000515BI0100001325 | 75 | Each | 220.584 |  |  | Excess(+) | 1 | Full Conversion | INR | [40 empty] | 16543.8 | 16543.8 | INR Sixteen Thousand Five Hundred & Forty Three and Paise Eighty Only | 195 | 2390 | 2703.568 |  | 220.584
215 | Supply of UPVC pipes (B Type) & fittings conforming to IS-13592-1992 (B) Fittings (iii) Door Tee (c) 160 mm | BI01010001010000000000000515BI0100001326 | 40 | Each | 581.4368 |  |  | Excess(+) | 1 | Full Conversion | INR | [40 empty] | 23257.472 | 23257.472 | INR Twenty Three Thousand Two Hundred & Fifty Seven and Paise Forty Seven Only | 514 | 452 | 511.3024 |  | 581.4368
216 | Supply of UPVC pipes (B Type) & fittings conforming to IS-13592-1992 (B) Fittings iv) Door Tee(LH) & (RH) (a) 75 mm | BI01010001010000000000000515BI0100001327 | 40 | Each | 201.3536 |  |  | Excess(+) | 1 | Full Conversion | INR | [40 empty] | 8054.144 | 8054.144 | INR Eight Thousand &Fifty Four and Paise Fourteen Only | 178 | 85 | 96.152 |  | 201.3536
217 | Supply of UPVC pipes (B Type) & fittings conforming to IS-13592-1992 (B) Fittings iv) Door Tee(LH) & (RH) (b) 110 mm | BI01010001010000000000000515BI0100001328 | 60 | Each | 352.9344 |  |  | Excess(+) | 1 | Full Conversion | INR | [40 empty] | 21176.064 | 21176.064 | INR Twenty One Thousand One Hundred & Seventy Six and Paise Six Only | 312 | 102 | 115.3824 |  | 352.9344
218 | Supply of UPVC pipes (B Type) & fittings conforming to IS-13592-1992 (B) Fittings v) Plain Y (a) 75 mm | BI01010001010000000000000515BI0100001329 | 20 | Each | 115.3824 |  |  | Excess(+) | 1 | Full Conversion | INR | [40 empty] | 2307.648 | 2307.648 | INR Two Thousand Three Hundred & Seven and Paise Sixty Five Only | 102 | 10434 | 11802.9408 |  | 115.3824
219 | Supply of UPVC pipes (B Type) & fittings conforming to IS-13592-1992 (B) Fittings v) Plain Y (b) 110 mm | BI01010001010000000000000515BI0100001330 | 5 | Each | 233.0272 |  |  | Excess(+) | 1 | Full Conversion | INR | [40 empty] | 1165.136 | 1165.136 | INR One Thousand One Hundred & Sixty Five and Paise Fourteen Only | 206 | 226 | 255.6512 |  | 233.0272
220 | Supply of UPVC pipes (B Type) & fittings conforming to IS-13592-1992 (B) Fittings v) Plain Y (c) 160 mm | BI01010001010000000000000515BI0100001331 | 10 | Each | 659.4896 |  |  | Excess(+) | 1 | Full Conversion | INR | [40 empty] | 6594.896 | 6594.896 | INR Six Thousand Five Hundred & Ninety Four and Paise Ninety Only | 583 | 6617 | 7485.1504 |  | 659.4896
221 | Supply of UPVC pipes (B Type) & fittings conforming to IS-13592-1992 (B) Fittings vi) Door Y (LH) & (RH) (a) 75 mm | BI01010001010000000000000515BI0100001332 | 20 | Each | 158.368 |  |  | Excess(+) | 1 | Full Conversion | INR | [40 empty] | 3167.36 | 3167.36 | INR Three Thousand One Hundred & Sixty Seven and Paise Thirty Six Only | 140 | 106181 | 120111.9472 |  | 158.368
222 | Supply of UPVC pipes (B Type) & fittings conforming to IS-13592-1992 (B) Fittings vi) Door Y (LH) & (RH) (b) 110 mm | BI01010001010000000000000515BI0100001333 | 30 | Each | 312.2112 |  |  | Excess(+) | 1 | Full Conversion | INR | [40 empty] | 9366.336 | 9366.336 | INR Nine Thousand Three Hundred & Sixty Six and Paise Thirty Four Only | 276 | 83996 | 95016.2752 |  | 312.2112
223 | Supply of UPVC pipes (B Type) & fittings conforming to IS-13592-1992 (B) Fittings vii) Double Y (a) 75 mm | BI01010001010000000000000515BI0100001334 | 20 | Each | 169.68 |  |  | Excess(+) | 1 | Full Conversion | INR | [40 empty] | 3393.6 | 3393.6 | INR Three Thousand Three Hundred & Ninety Three and Paise Sixty Only | 150 | 15618 | 17667.0816 |  | 169.68
224 | Supply of UPVC pipes (B Type) & fittings conforming to IS-13592-1992 (B) Fittings vii) Double Y (b) 110 mm | BI01010001010000000000000515BI0100001335 | 4 | Each | 309.9488 |  |  | Excess(+) | 1 | Full Conversion | INR | [40 empty] | 1239.7952 | 1239.7952 | INR One Thousand Two Hundred & Thirty Nine and Paise Eighty Only | 274 | 3998 |  | 4839.1152 | 309.9488
225 | Supply of UPVC pipes (B Type) & fittings conforming to IS-13592-1992 (B) Fittings viii) Double Y with Door (a) 75 mm | BI01010001010000000000000515BI0100001336 | 20 | Each | 243.208 |  |  | Excess(+) | 1 | Full Conversion | INR | [40 empty] | 4864.16 | 4864.16 | INR Four Thousand Eight Hundred & Sixty Four and Paise Sixteen Only | 215 | 7339 |  | 8883.0082 | 243.208
226 | Supply of UPVC pipes (B Type) & fittings conforming to IS-13592-1992 (B) Fittings viii) Double Y with Door (b) 110 mm | BI01010001010000000000000515BI0100001337 | 10 | Each | 390.264 |  |  | Excess(+) | 1 | Full Conversion | INR | [40 empty] | 3902.64 | 3902.64 | INR Three Thousand Nine Hundred & Two and Paise Sixty Four Only | 345 | 2648 |  | 3205.0968 | 390.264
227 | Supply of UPVC pipes (B Type) & fittings conforming to IS-13592-1992 (B) Fittings ix) Bend 45º (a) 75 mm | BI01010001010000000000000515BI0100001338 | 10 | Each | 61.0848 |  |  | Excess(+) | 1 | Full Conversion | INR | [40 empty] | 610.848 | 610.848 | INR Six Hundred & Ten and Paise Eighty Five Only | 54 | 3767 |  | 4559.5165 | 61.0848
228 | Supply of UPVC pipes (B Type) & fittings conforming to IS-13592-1992 (B) Fittings ix) Bend 45º (b) 110 mm | BI01010001010000000000000515BI0100001339 | 10 | Each | 100.6768 |  |  | Excess(+) | 1 | Full Conversion | INR | [40 empty] | 1006.768 | 1006.768 | INR One Thousand &Six and Paise Seventy Seven Only | 89 | 168 |  | 203.3445 | 100.6768
229 | Supply of UPVC pipes (B Type) & fittings conforming to IS-13592-1992 (B) Fittings ix) Bend 45º (c) 160 mm | BI01010001010000000000000515BI0100001340 | 12 | Each | 331.4416 |  |  | Excess(+) | 1 | Full Conversion | INR | [40 empty] | 3977.2992 | 3977.2992 | INR Three Thousand Nine Hundred & Seventy Seven and Paise Thirty Only | 293 | 162 |  | 196.0822 | 331.4416
230 | Supply of UPVC pipes (B Type) & fittings conforming to IS-13592-1992 (B) Fittings x) Bend 87.5º (a) 75 mm | BI01010001010000000000000515BI0100001341 | 12 | Each | 69.0032 |  |  | Excess(+) | 1 | Full Conversion | INR | [40 empty] | 828.0384 | 828.0384 | INR Eight Hundred & Twenty Eight and Paise Four Only | 61 | 162 |  | 196.0822 | 69.0032
231 | Supply of UPVC pipes (B Type) & fittings conforming to IS-13592-1992 (B) Fittings x) Bend 87.5º (b) 110 mm | BI01010001010000000000000515BI0100001342 | 40 | Each | 135.744 |  |  | Excess(+) | 1 | Full Conversion | INR | [40 empty] | 5429.76 | 5429.76 | INR Five Thousand Four Hundred & Twenty Nine and Paise Seventy Six Only | 120 | 57 |  | 68.9919 | 135.744
232 | Supply of UPVC pipes (B Type) & fittings conforming to IS-13592-1992 (B) Fittings x) Bend 87.5º (c) 160 mm | BI01010001010000000000000515BI0100001343 | 31 | Each | 382.3456 |  |  | Excess(+) | 1 | Full Conversion | INR | [40 empty] | 11852.7136 | 11852.7136 | INR Eleven Thousand Eight Hundred & Fifty Two and Paise Seventy One Only | 338 | 1018 |  | 1232.1709 | 382.3456
233 | Supply of UPVC pipes (B Type) & fittings conforming to IS-13592-1992 (B) Fittings xi) Door Bend (T.S.) (a) 75 mm | BI01010001010000000000000515BI0100001344 | 24 | Each | 93.8896 |  |  | Excess(+) | 1 | Full Conversion | INR | [40 empty] | 2253.3504 | 2253.3504 | INR Two Thousand Two Hundred & Fifty Three and Paise Thirty Five Only | 83 | 330 |  | 399.4267 | 93.8896
234 | Supply of UPVC pipes (B Type) & fittings conforming to IS-13592-1992 (B) Fittings xi) Door Bend (T.S.) (b) 110 mm | BI01010001010000000000000515BI0100001345 | 36 | Each | 166.2864 |  |  | Excess(+) | 1 | Full Conversion | INR | [40 empty] | 5986.3104 | 5986.3104 | INR Five Thousand Nine Hundred & Eighty Six and Paise Thirty One Only | 147 | 150 |  | 181.5576 | 166.2864
235 | Supply of UPVC pipes (B Type) & fittings conforming to IS-13592-1992 (B) Fittings xi) Door Bend (T.S.) (c) 160 mm | BI01010001010000000000000515BI0100001346 | 18 | Each | 417.4128 |  |  | Excess(+) | 1 | Full Conversion | INR | [40 empty] | 7513.4304 | 7513.4304 | INR Seven Thousand Five Hundred & Thirteen and Paise Forty Three Only | 369 | 115 |  | 139.1942 | 417.4128
236 | Supply of UPVC pipes (B Type) & fittings conforming to IS-13592-1992 (B) Fittings xii) Door Bend (LH) & (RH) (a) 75 mm | BI01010001010000000000000515BI0100001347 | 40 | Each | 141.4 |  |  | Excess(+) | 1 | Full Conversion | INR | [40 empty] | 5656 | 5656 | INR Five Thousand Six Hundred & Fifty Six Only | 125 | 158 |  | 191.2407 | 141.4
237 | Supply of UPVC pipes (B Type) & fittings conforming to IS-13592-1992 (B) Fittings xii) Door Bend (LH) & (RH) (b) 110 mm | BI01010001010000000000000515BI0100001348 | 34 | Each | 321.2608 |  |  | Excess(+) | 1 | Full Conversion | INR | [40 empty] | 10922.8672 | 10922.8672 | INR Ten Thousand Nine Hundred & Twenty Two and Paise Eighty Seven Only | 284 | 128 |  | 154.9292 | 321.2608
238 | Supply of UPVC pipes (B Type) & fittings conforming to IS-13592-1992 (B) Fittings xiii) Cross Tee (a) 75 mm | BI01010001010000000000000515BI0100001349 | 2 | Each | 164.024 |  |  | Excess(+) | 1 | Full Conversion | INR | [40 empty] | 328.048 | 328.048 | INR Three Hundred & Twenty Eight and Paise Five Only | 145 | 111 |  | 134.3526 | 164.024
239 | Supply of UPVC pipes (B Type) & fittings conforming to IS-13592-1992 (B) Fittings xiii) Cross Tee (b) 110 mm | BI01010001010000000000000515BI0100001350 | 8 | Each | 210.4032 |  |  | Excess(+) | 1 | Full Conversion | INR | [40 empty] | 1683.2256 | 1683.2256 | INR One Thousand Six Hundred & Eighty Three and Paise Twenty Three Only | 186 | 1093 |  | 1322.9497 | 210.4032
240 | Supply of UPVC pipes (B Type) & fittings conforming to IS-13592-1992 (B) Fittings xiv) Cross Tee with Door (a) 75 mm | BI01010001010000000000000515BI0100001351 | 10 | Each | 244.3392 |  |  | Excess(+) | 1 | Full Conversion | INR | [40 empty] | 2443.392 | 2443.392 | INR Two Thousand Four Hundred & Forty Three and Paise Thirty Nine Only | 216 | 172 |  | 208.186 | 244.3392
241 | Supply of UPVC pipes (B Type) & fittings conforming to IS-13592-1992 (B) Fittings xiv) Cross Tee with Door (b) 110 mm | BI01010001010000000000000515BI0100001352 | 12 | Each | 270.3568 |  |  | Excess(+) | 1 | Full Conversion | INR | [40 empty] | 3244.2816 | 3244.2816 | INR Three Thousand Two Hundred & Forty Four and Paise Twenty Eight Only | 239 | 71 |  | 85.9373 | 270.3568
242 | Supply of UPVC pipes (B Type) & fittings conforming to IS-13592-1992 (B) Fittings xv) Vent Cowl (a) 75 mm | BI01010001010000000000000515BI0100001353 | 10 | Each | 28.28 |  |  | Excess(+) | 1 | Full Conversion | INR | [40 empty] | 282.8 | 282.8 | INR Two Hundred & Eighty Two and Paise Eighty Only | 25 | 152 |  | 183.9784 | 28.28
243 | Supply of UPVC pipes (B Type) & fittings conforming to IS-13592-1992 (B) Fittings xv) Vent Cowl (b) 110 mm | BI01010001010000000000000515BI0100001354 | 30 | Each | 37.3296 |  |  | Excess(+) | 1 | Full Conversion | INR | [40 empty] | 1119.888 | 1119.888 | INR One Thousand One Hundred & Nineteen and Paise Eighty Nine Only | 33 | 197 |  | 238.4456 | 37.3296
244 | Supply of UPVC pipes (B Type) & fittings conforming to IS-13592-1992 (B) Fittings xv) Vent Cowl (c) 160 mm | BI01010001010000000000000515BI0100001355 | 40 | Each | 64.4784 |  |  | Excess(+) | 1 | Full Conversion | INR | [40 empty] | 2579.136 | 2579.136 | INR Two Thousand Five Hundred & Seventy Nine and Paise Fourteen Only | 57 | 816 |  | 987.6733 | 64.4784
245 | Supply of UPVC pipes (B Type) & fittings conforming to IS-13592-1992 (B) Fittings xvi) Pipe Clip (a) 75 mm | BI01010001010000000000000515BI0100001356 | 20 | Each | 18.0992 |  |  | Excess(+) | 1 | Full Conversion | INR | [40 empty] | 361.984 | 361.984 | INR Three Hundred & Sixty One and Paise Ninety Eight Only | 16 | 3998 |  | 4839.1152 | 18.0992
246 | Supply of UPVC pipes (B Type) & fittings conforming to IS-13592-1992 (B) Fittings xvi) Pipe Clip (b) 110 mm | BI01010001010000000000000515BI0100001357 | 20 | Each | 23.7552 |  |  | Excess(+) | 1 | Full Conversion | INR | [40 empty] | 475.104 | 475.104 | INR Four Hundred & Seventy Five and Paise Ten Only | 21 | 1018 |  | 1232.1709 | 23.7552
247 | Supply of UPVC pipes (B Type) & fittings conforming to IS-13592-1992 (B) Fittings xvi) Pipe Clip (c) 160 mm | BI01010001010000000000000515BI0100001358 | 16 | Each | 48.6416 |  |  | Excess(+) | 1 | Full Conversion | INR | [40 empty] | 778.2656 | 778.2656 | INR Seven Hundred & Seventy Eight and Paise Twenty Seven Only | 43 | 3346 |  | 4049.9449 | 48.6416
248 | Labour for fitting and fixing U.P.V.C. pipes for above ground work including cost of jointing materials etc. fitting and fixing all necessary specials, cutting pipes, cutting holes in walls or R.C. floor where necessary and mending good all damages excluding the cost of masonry or concrete work, if necessary, but including the cost and fitting and fixing holder bat clamps (any floor) or for underground work including cutting trenches upto 1.5 metre and refilling the same complete as per direction of the Engineerin- charge. (Payment will be made on centre line measurement of the total pipeline including specials. (A) Above ground (i) 75 mm dia. | BI01010001010000000000000515BI0100001359 | 69.6 | metre | 50.904 |  |  | Excess(+) | 1 | Full Conversion | INR | [40 empty] | 3542.9184 | 3542.9184 | INR Three Thousand Five Hundred & Forty Two and Paise Ninety Two Only | 45 | 3346 |  | 4049.9449 | 50.904
249 | Labour for fitting and fixing U.P.V.C. pipes for above ground work including cost of jointing materials etc. fitting and fixing all necessary specials, cutting pipes, cutting holes in walls or R.C. floor where necessary and mending good all damages excluding the cost of masonry or concrete work, if necessary, but including the cost and fitting and fixing holder bat clamps (any floor) or for underground work including cutting trenches upto 1.5 metre and refilling the same complete as per direction of the Engineerin- charge. (Payment will be made on centre line measurement of the total pipeline including specials. (A) Above ground (ii) 110 mm dia. | BI01010001010000000000000515BI0100001360 | 420 | metre | 64.4784 |  |  | Excess(+) | 1 | Full Conversion | INR | [40 empty] | 27080.928 | 27080.928 | INR Twenty Seven Thousand &Eighty and Paise Ninety Three Only | 57 | 158 |  | 191.2407 | 64.4784
250 | Labour for fitting and fixing U.P.V.C. pipes for above ground work including cost of jointing materials etc. fitting and fixing all necessary specials, cutting pipes, cutting holes in walls or R.C. floor where necessary and mending good all damages excluding the cost of masonry or concrete work, if necessary, but including the cost and fitting and fixing holder bat clamps (any floor) or for underground work including cutting trenches upto 1.5 metre and refilling the same complete as per direction of the Engineerin- charge. (Payment will be made on centre line measurement of the total pipeline including specials. (A) Above ground (iii) 160 mm dia. | BI01010001010000000000000515BI0100001361 | 396.8 | metre | 74.6592 |  |  | Excess(+) | 1 | Full Conversion | INR | [40 empty] | 29624.7706 | 29624.7706 | INR Twenty Nine Thousand Six Hundred & Twenty Four and Paise Seventy Seven Only | 66 | 128 |  | 154.9292 | 74.6592
251 | Labour for fitting and fixing U.P.V.C. pipes for above ground work including cost of jointing materials etc. fitting and fixing all necessary specials, cutting pipes, cutting holes in walls or R.C. floor where necessary and mending good all damages excluding the cost of masonry or concrete work, if necessary, but including the cost and fitting and fixing holder bat clamps (any floor) or for underground work including cutting trenches upto 1.5 metre and refilling the same complete as per direction of the Engineerin- charge. (Payment will be made on centre line measurement of the total pipeline including specials. (B) Under ground (i) 75 mm dia. | BI01010001010000000000000515BI0100001362 | 46.4 | metre | 82.5776 |  |  | Excess(+) | 1 | Full Conversion | INR | [40 empty] | 3831.6006 | 3831.6006 | INR Three Thousand Eight Hundred & Thirty One and Paise Sixty Only | 73 | 111 |  | 134.3526 | 82.5776
252 | Labour for fitting and fixing U.P.V.C. pipes for above ground work including cost of jointing materials etc. fitting and fixing all necessary specials, cutting pipes, cutting holes in walls or R.C. floor where necessary and mending good all damages excluding the cost of masonry or concrete work, if necessary, but including the cost and fitting and fixing holder bat clamps (any floor) or for underground work including cutting trenches upto 1.5 metre and refilling the same complete as per direction of the Engineerin- charge. (Payment will be made on centre line measurement of the total pipeline including specials. (B) Under ground (ii) 110 mm dia. | BI01010001010000000000000515BI0100001363 | 280 | metre | 95.0208 |  |  | Excess(+) | 1 | Full Conversion | INR | [40 empty] | 26605.824 | 26605.824 | INR Twenty Six Thousand Six Hundred & Five and Paise Eighty Two Only | 84 | 1208 |  | 1462.1439 | 95.0208
253 | Labour for fitting and fixing U.P.V.C. pipes for above ground work including cost of jointing materials etc. fitting and fixing all necessary specials, cutting pipes, cutting holes in walls or R.C. floor where necessary and mending good all damages excluding the cost of masonry or concrete work, if necessary, but including the cost and fitting and fixing holder bat clamps (any floor) or for underground work including cutting trenches upto 1.5 metre and refilling the same complete as per direction of the Engineerin- charge. (Payment will be made on centre line measurement of the total pipeline including specials. (B) Under ground (iii) 160 mm dia. | BI01010001010000000000000515BI0100001364 | 282.5 | metre | 105.2016 |  |  | Excess(+) | 1 | Full Conversion | INR | [40 empty] | 29719.452 | 29719.452 | INR Twenty Nine Thousand Seven Hundred & Nineteen and Paise Forty Five Only | 93 | 736 |  | 890.8426 | 105.2016
254 | Constructing Inspection pit of inside measurement 600mm X 600mm X upto 600mm (depth) with 250 mm thick 1st. class brick work in cement mortar (1:4) on all sides, bottom of the pit consisting of 100 mm thick cement concrete (1:3:6) with stone chips over a layer of jhama brick flat soling, 15 mm thick (1:4) cement plaster to inside walls and out-side walls upto G.L. and 20 mm.thick (1:4) plaster to bottom of the pit, providing necessary invert with cement concrete (1:3:6) with stone chips as per direction, neat cement finishing to entire internal surfaces, top of the pit covered with 100 mm thick R.C.C. slab (1:1.5:3) with stone chips and necessary reinforcements upto 1% and shuttering including 6 mm thick cement plaster (1:4) in all external surfaces of the slab and one 560 mm dia. R.C.C. manhole cover of approved make supplied, fitted and fixed in the slab with necessary fittings, necessary earthwork in excavation in all sorts of soil, filling sides of the pit with earth and removing spoils after work complete in all respect with all costs of labour and materials. i) With Pakur variety. (SAIL/TATA/RINL) | BI01010001010000000000000515BI0100001365 | 30 | Each | 8135.5904 |  |  | Excess(+) | 1 | Full Conversion | INR | [40 empty] | 244067.712 | 244067.712 | INR Two Lakh Forty Four Thousand &Sixty Seven and Paise Seventy One Only | 7192 | 456 |  | 551.9351 | 8135.5904
255 | Construction of circular soak well 2.5 metre deep in all types of sandy soils with dry brick work upto 1.6 metre from the bottom having 150 mm intermediate cement brick work (1:4) band all round and cement brick work (1:4) upto 0.90 metre from top with 20mm thick cement plastering (1:4) to inside face upto the depth of cement brick work, 15mm thick cement plaster (1:4) on outer face from top of the well upto G.L. and 6 mm thick cement plaster (1:4) on top of the R.C.C. cover slab including filling bottom 1.00 metre of inside of the well with brick metal (50 mm to 63 mm size) including R.C.C. cover slab of 100 mm thick with cement conc (1:1.5:3) with stone chips with necessary reinforcement and shuttering including one 560 mm dia. R.C.C. manhole cover (heavy type)of approved make supplied, fitted and fixed in the cover slab with necessary fittings, making nacessary arrangements for pipe connections, excavation of well including shoring, dewatering and removing the exess earth from the premises as per direction complete in all respect with all costs of labour and materials. With 250 mm thick dry brick work and 250 mm thick cement brick work (1:6) and 1.00m inside dia. (SAIL/TATA/RINL) | BI01010001010000000000000515BI0100001366 | 206 | Each | 18388.7872 |  |  | Excess(+) | 1 | Full Conversion | INR | [40 empty] | 3788090.1632 | 3788090.1632 | INR Thirty Seven Lakh Eighty Eight Thousand &Ninety and Paise Sixteen Only | 16256 | 1093 |  | 1322.9497 | 18388.7872
256 | Construction of septic tank of different capacities as per approved drawing with 1st class brick work in cement mortar (1:4) including two 560 mm dia. R.C.C. manhole cover(heavy type)of approved make supplied, fitted and fixed in the 100mm thick R.C.C (1:1.5:3) top slab with necessary fittings, 20mm thick cement plaster (4 : 1) with neat cement finish to the internal surfaces and 15 mm thick cement plaster (4 : 1) to outside wall upto 200 mm below G.L floor finished with 25 mm thick grey artificial stone over 100 mm thick R.C.C(1:1.5:3) bottom slab including supplying, fitting and fixing all necessry specials, fittings, S.W. tees, C.I. foot rest etc. including excavation earth in all sorts of soil, shoring, bailing out and pumping out water as necessary, ramming, dressing the bed and fefilling the sides of the tanks with earth, removing spoils, filling up the chamber with clear water, removing foreign materials from the chamber and including constructing attached inspection pit as per approved drawing and connecting all necessary pipes, joints etc. with internal plaster work and artificial stone flooring is to be done with admixture of water proofing compound @ 0.5% by weight of cement with all costs of labour and materials. For 100 users | BI01010001010000000000000515BI0100001367 | 2 | Each | 129832.3488 |  |  | Excess(+) | 1 | Full Conversion | INR | [40 empty] | 259664.6976 | 259664.6976 | INR Two Lakh Fifty Nine Thousand Six Hundred & Sixty Four and Paise Seventy Only | 114774 | 249 |  | 301.3856 | 129832.3488
257 | Construction of septic tank of different capacities as per approved drawing with 1st class brick work in cement mortar (1:4) including two 560 mm dia. R.C.C. manhole cover(heavy type)of approved make supplied, fitted and fixed in the 100mm thick R.C.C (1:1.5:3) top slab with necessary fittings, 20mm thick cement plaster (4 : 1) with neat cement finish to the internal surfaces and 15 mm thick cement plaster (4 : 1) to outside wall upto 200 mm below G.L floor finished with 25 mm thick grey artificial stone over 100 mm thick R.C.C(1:1.5:3) bottom slab including supplying, fitting and fixing all necessry specials, fittings, S.W. tees, C.I. foot rest etc. including excavation earth in all sorts of soil, shoring, bailing out and pumping out water as necessary, ramming, dressing the bed and fefilling the sides of the tanks with earth, removing spoils, filling up the chamber with clear water, removing foreign materials from the chamber and including constructing attached inspection pit as per approved drawing and connecting all necessary pipes, joints etc. with internal plaster work and artificial stone flooring is to be done with admixture of water proofing compound @ 0.5% by weight of cement with all costs of labour and materials. Note:- (i) Finished level of Septic Tank should be 400 mm. from Ground Level. (ii) Height of 50 mm. Ventilation pipe &Mosquito proof mesh, should be follwed as per IS:2470,Part- I.Payment will be made separetly on the basis of actual height based on relevant I.S.Code. For 50 users | BI01010001010000000000000515BI0100001368 | 2 | each | 102472.0144 |  |  | Excess(+) | 1 | Full Conversion | INR | [40 empty] | 204944.0288 | 204944.0288 | INR Two Lakh Four Thousand Nine Hundred & Forty Four and Paise Three Only | 90587 | 249 |  | 301.3856 | 102472.0144
258 | ROAD WORK Earthwork in excavation from borrow pits (land owned/arranged by the Department) and depositing in layers of 250 mm. including breaking clods in embankment works and to fill up back of abutments, depressions and ruts with an initial lead up to 50 m and initial lift up to 1.5 m making bunds at top as directed dressing complete. (Borrow pit measurement) | BI01010001010000000000000515BI0100001369 | 2279.9062 | Cum | 101.6949 |  |  | Excess(+) | 1 | Full Conversion | INR | [40 empty] | 231854.7874 | 231854.7874 | INR Two Lakh Thirty One Thousand Eight Hundred & Fifty Four and Paise Seventy Nine Only | 89.9 | 938 |  | 1135.3402 | 101.6949
259 | Box cutting or filling in Road embankment in all sorts of soil including spreading the spoils properly over the flank as necessary or on berm to approximate grade & camber and rolling the sub-grade with power roller to proper camber and grade as per direction and satisfaction of Engineer-in-charge including uprooting and removing plants and jungles when and where necessary. (a) Depth up to 150 mm. | BI01010001010000000000000515BI0100001370 | 22370.4456 | Sqm | 16.2893 |  |  | Excess(+) | 1 | Full Conversion | INR | [40 empty] | 364398.4521 | 364398.4521 | INR Three Lakh Sixty Four Thousand Three Hundred & Ninety Eight and Paise Forty Five Only | 14.4 | 387 |  | 468.4186 | 16.2893
260 | Box cutting or filling in Road embankment in all sorts of soil including spreading the spoils properly over the flank as necessary or on berm to approximate grade & camber and rolling the sub-grade with power roller to proper camber and grade as per direction and satisfaction of Engineer-in-charge including uprooting and removing plants and jungles when and where necessary. (b) For each additional Depth of 150mm and part thereof. | BI01010001010000000000000515BI0100001371 | 22370.4456 | Sqm | 21.4928 |  |  | Excess(+) | 1 | Full Conversion | INR | [40 empty] | 480803.5132 | 480803.5132 | INR Four Lakh Eighty Thousand Eight Hundred & Three and Paise Fifty One Only | 19 | 174 |  | 210.6068 | 21.4928
261 | Granular Sub-base with Graded Material (Table:- 400-1) Construction of granular sub-base by providing graded material, mixing by mix in place method with Rotavator at OMC, spreading in uniform layers with Motor grader on prepared surface in proper grade and camber, compacting with vibratory roller to achieve the desired density, including lighting, guarding, barricading, including cost of all materials, machinery, tools and plants including cost of quality control complete as per Clause 401 of Specifications for Road & Bridge Works of MoRT&H (5th Revision). (v) Grading – V Add cost at site of 1.28 m³ of the materials as per specified Grading vide Table 3.3‐1 of Section 3 to arrive at the complete rate. | BI01010001010000000000000515BI0100001372 | 1388.856 | CuM. | 2529.3293 |  |  | Excess(+) | 1 | Full Conversion | INR | [40 empty] | 3512874.1243 | 3512874.1243 | INR Thirty Five Lakh Twelve Thousand Eight Hundred & Seventy Four and Paise Twelve Only | 2235.97 | 439 |  | 531.3586 | 2529.3293
262 | Water Bound Macadam Base Course Providing, laying, spreading and compacting stone aggregates of specific sizes to water bound macadam specification including spreading in uniform thickness, hand packing, rolling with vibratory roller 8-10 tonnes in stages to proper grade and camber, applying and brooming requisite type of screening / binding materials to fill up the interstices of coarse aggregate, watering including lighting, guarding, barricading and making necessary earthen bundh of one metre width on each side and preparing the bed by necessary cutting or filling, including cost of all materials and hire and labour charges of all men and machinery and compacting to the required density, as per Clause 404 of Specifications for Road & Bridge Works of MoRT&H (5th Revision). (iii) Grading-II Aggregate (53 mm to 22.4 mm) Using Stone Screening Type B (11.2 mm) B. Manual Means Note-Add cost at site of 1.21 m³ of Grading-2 Aggregates & 0.24 m³ Stone Screening Type-B to arrive at the complete rate | BI01010001010000000000000515BI0100001373 | 1394.156 | Cum | 3482.7046 |  |  | Excess(+) | 1 | Full Conversion | INR | [40 empty] | 4855433.5478 | 4855433.5478 | INR Forty Eight Lakh Fifty Five Thousand Four Hundred & Thirty Three and Paise Fifty Five Only | 3078.77 | 100 |  | 121.0384 | 3482.7046
263 | Open-Graded Premix Surfacing using Bituminous (Viscosity grade Paving Bitumen / Modified bitumen) Binder and Mobile Hot Mix Plant (Light Duty) Providing, laying and rolling of Open - graded premix surfacing of 20 mm thickness composed of 13.2 mm (@ 0.018 m³ per m²) and 11.2 mm (@ 0.009 m³ per m²) size stone aggregates, including thoroughly cleaning of the surface, screening, cleaning and pre-heating stone chips and fully pre-coating the same either using viscosity grade paving bitumen or cut-back or emulsion, carrying the mixture by any suitable arrangements, laying the mixture uniformly over the surface, including line, grade and level to serve as wearing course on a previously prepared base, including mixing in Mobile Hot Mix Plant (Light Duty) and thoroughly rolling with a smooth wheeled roller 8-10 tonne capacity, finished to required level and grades including the cost and carriage of stone chips and matrix, heating the matrix, preheating the aggregates to required temperature and including the hire charges of Mobile Hot Mix Plant (Light Duty) and other machinery, pay of operators, cost of fuel and lubricants etc. complete to be followed by seal coat of either Type A or Type B as per Technical Specification Clause 508 for Rural Roads of MORD. | BI01010001010000000000000515BI0100001374 | 1444.704 | Sqm | 126.7736 |  |  | Excess(+) | 1 | Full Conversion | INR | [40 empty] | 183150.3039 | 183150.3039 | INR One Lakh Eighty Three Thousand One Hundred & Fifty and Paise Thirty Only | 112.07 | 1400 |  | 1694.5376 | 126.7736
264 | Seal Coat Providing and laying Premixed Seal Coat (Type B) with approved quality sand/grit @ 0.6 m3/ 100 m2 and bitumen binder on thoroughly cleaned black top surface coated with tack coat, including heating and mixing cleaned sand/grit (100 % passing through 2.36 mm sieve and retained on 180 micron sieve) uniformly with bitumen binder, laying and spreading the mix at an uniform rate using suitable means, brushing the surface, if necessary, to ensure uniformity, followed by rolling with power roller including the cost and carriage of binder and aggregates, cost of heating the binder and aggregates and all other incidental charges, cost of fuel and lubricants, including hire charges of machineries, tools & plants required for construction and quality control complete as per Clause 511 of Specifications for Road & Bridge Works of MoRT&H (5th Revision). By Manual Means Hot Bitumen Binder (@ 6.80 kg / 10 sqm.) Add cost & carriages of materials as per requirement vide Table 3.3-1 of Section 3 to get the final consolidated rate. | BI01010001010000000000000515BI0100001375 | 5046.704 | Sqm | 42.5897 |  |  | Excess(+) | 1 | Full Conversion | INR | [40 empty] | 214937.5084 | 214937.5084 | INR Two Lakh Fourteen Thousand Nine Hundred & Thirty Seven and Paise Fifty One Only | 37.65 | 294 |  | 355.8529 | 42.5897
265 | Prime Coat Providing and applying primer coat with Cationic Bitumen Emulsion of approved grade conforming to IS: 8887-1978 and requisite quantity on prepared surface of granular base including cleaning of road surface and spraying primer using Mechanical means including cost and carriage of bitumen emulsion and all other incidental costs of work complete as per Clause 502 of Specifications for Road & Bridge Works of MoRT&H (5th Revision). (i) For WBM / WMM Surface: (with primer @ 0.70-1.0 kg/sqm) Add cost & carriages of materials as per requirement vide Table 3.3-1 of Section 3 to get the final consolidated rate. | BI01010001010000000000000515BI0100001376 | 5044.704 | Sqm | 30.7686 |  |  | Excess(+) | 1 | Full Conversion | INR | [40 empty] | 155218.6813 | 155218.6813 | INR One Lakh Fifty Five Thousand Two Hundred & Eighteen and Paise Sixty Eight Only | 27.2 | 174 |  | 210.6068 | 30.7686
266 | Cast in Situ Cement Concrete M 20 Kerb with Channel Construction of cement concrete kerb with channel with top and bottom width 115 and 165 mm respectively, 250 mm high in M 20 grade PCC on M10 grade foundation 150 mm thick, kerb channel 300 mm wide, 50 mm thick in PCC M20 grade, sloped towards the kerb, kerb stone with channel laid with kerb laying machine, foundation concrete laid manually, all complete as per clause 409 of Specifications for Road & Bridge Works of MoRT&H (5th Revision). (The rate is inclusive of cost of all materials, labour, hire and usage charges of machinery and all incidental charges in this connection.) A) Using Concrete Mixer | BI01010001010000000000000515BI0100001377 | 1922 | Mtr. | 599.536 |  |  | Excess(+) | 1 | Full Conversion | INR | [40 empty] | 1152308.192 | 1152308.192 | INR Eleven Lakh Fifty Two Thousand Three Hundred & Eight and Paise Nineteen Only | 530 | 247 |  | 298.9648 | 599.536
267 | Electrical (schedule Item) Supply & fixing 415V 125A capacity MS (16SWG) Busbar Chamber having dimension of (500x150mm) to be fixed on iron frame on wall consisting of 4 nos cupper bars of size (4 x 15x3mm). The same BBC should have a separate cubicle at one end consisting 3 nos 125A capacity porcelain cut out fuse unit & one nutral bar to receive the service cable including connecting the cut out fuse units with the BBC by S/F 4 x 35 sqmm PVC insulated copper wire duly socketed at both ends incl. earthing attachment & painting | BI01010001010000000000000515BI0100001378 | 2 | mtr | 3085.2801 |  |  | Excess(+) | 1 | Full Conversion | INR | [40 empty] | 6170.5603 | 6170.5603 | INR Six Thousand One Hundred & Seventy and Paise Fifty Six Only |  | 38 |  | 45.9946 | 2648 | 3085.2801
268 | Supply & fixing 415V 200A capacity MS (16SWG) Busbar Chamber having dimension of (500x150mm) to be fixed on iron frame on wall consisting of 4 nos cupper bars of size (4x20x5mm). The same BBC should have a separate cubicle at one end consisting 3 nos 200A capacity porcelain cut out fuse unit & one nutral bar to receive the service cable including connecting the cut out fuse units with the BBC by S/F 4 x 35 sqmm PVC insulated copper wire duly socketed at both ends incl. earthing attachment & painting | BI01010001010000000000000515BI0100001379 | 4 | mtr | 4389.0673 |  |  | Excess(+) | 1 | Full Conversion | INR | [40 empty] | 17556.2692 | 17556.2692 | INR Seventeen Thousand Five Hundred & Fifty Six and Paise Twenty Seven Only |  | 1369 |  | 1657.0157 | 3767 | 4389.0673
269 | Laying of 4 x 50 sq mmvXLPE /A Cable in underground trench 460mm wide x 760mm average depth, with brick protection on the top of the cable with 8 (eight) Nos. bricks per Mtr. including filling the space B10between the bricks and cable and also the trench with shifted soil, leveling up and restoring surface duly rammed | BI01010001010000000000000515BI0100001380 | 280 | mtr | 200.4034 |  |  | Excess(+) | 1 | Full Conversion | INR | [40 empty] | 56112.9498 | 56112.9498 | INR Fifty Six Thousand One Hundred & Twelve and Paise Ninety Five Only |  | 156 |  | 188.8199 | 172 | 200.4034
270 | Laying of 4 x 70 sq mmvXLPE /A Cable in underground trench 460mm wide x 760mm average depth, with brick protection on the top of the cable with 8 (eight) Nos. bricks per Mtr. including filling the space B10between the bricks and cable and also the trench with shifted soil, leveling up and restoring surface duly rammed | BI01010001010000000000000515BI0100001381 | 230 | mtr | 200.4034 |  |  | Excess(+) | 1 | Full Conversion | INR | [40 empty] | 46092.7802 | 46092.7802 | INR Forty Six Thousand &Ninety Two and Paise Seventy Eight Only |  | 330 |  | 399.4267 | 172 | 200.4034
271 | Laying of 4 x 95 sq mmvXLPE /A Cable in underground trench 460mm wide x 760mm average depth, with brick protection on the top of the cable with 8 (eight) Nos. bricks per Mtr. including filling the space B10between the bricks and cable and also the trench with shifted soil, leveling up and restoring surface duly rammed | BI01010001010000000000000515BI0100001382 | 410 | mtr | 200.4034 |  |  | Excess(+) | 1 | Full Conversion | INR | [40 empty] | 82165.3907 | 82165.3907 | INR Eighty Two Thousand One Hundred & Sixty Five and Paise Thirty Nine Only |  | 150 |  | 181.5576 | 172 | 200.4034
272 | Laying of cable upto 4 core 50 sqmm on wall/surface incl. S & F MS saddles with earthing attachment in 2X10 SWG GI (Hot Dip) Wire, making holes etc. as necy. mending good damages and painting | BI01010001010000000000000515BI0100001383 | 40 | mtr | 82.7247 |  |  | Excess(+) | 1 | Full Conversion | INR | [40 empty] | 3308.9862 | 3308.9862 | INR Three Thousand Three Hundred & Eight and Paise Ninety Nine Only |  | 807 |  | 976.7799 | 71 | 82.7247
273 | Laying of cable upto 4 core 95 sqmm on wall/surface incl. S & F MS saddles with earthing attachment in 2X10 SWG GI (Hot Dip) Wire, making holes etc. as necy. mending good damages and painting | BI01010001010000000000000515BI0100001384 | 50 | mtr | 185.2566 |  |  | Excess(+) | 1 | Full Conversion | INR | [40 empty] | 9262.8312 | 9262.8312 | INR Nine Thousand Two Hundred & Sixty Two and Paise Eighty Three Only |  | 458 |  | 554.3559 | 159 | 185.2566
274 | Supply & fixing compression type gland with brass gland brass ring incl. socketing the ends off by crimping method incl. S/F solderless socket (Dowels make) & jointing ,materials etc. Of the following XLPE/A cable: a)2x6sqmm | BI01010001010000000000000515BI0100001385 | 20 | set | 153.798 |  |  | Excess(+) | 1 | Full Conversion | INR | [40 empty] | 3075.959 | 3075.959 | INR Three Thousand &Seventy Five and Paise Ninety Six Only |  | 288 | 290.88 |  | 132 | 153.798
275 | Supply & fixing compression type gland with brass gland brass ring incl. socketing the ends off by crimping method incl. S/F solderless socket (Dowels make) & jointing ,materials etc. Of the following XLPE/A cable: b) 4 x 50 sq mm | BI01010001010000000000000515BI0100001386 | 22 | set | 473.0452 |  |  | Excess(+) | 1 | Full Conversion | INR | [40 empty] | 10406.9948 | 10406.9948 | INR Ten Thousand Four Hundred & Six and Paise Ninety Nine Only |  | 331 | 334.31 |  | 406 | 473.0452
276 | Supply & fixing compression type gland with brass gland brass ring incl. socketing the ends off by crimping method incl. S/F solderless socket (Dowels make) & jointing ,materials etc. Of the following XLPE/A cable: c) 4 x 70 sq mm | BI01010001010000000000000515BI0100001387 | 4 | set | 553.4396 |  |  | Excess(+) | 1 | Full Conversion | INR | [40 empty] | 2213.7584 | 2213.7584 | INR Two Thousand Two Hundred & Thirteen and Paise Seventy Six Only |  | 160 | 161.6 |  | 475 | 553.4396
277 | Supply & fixing compression type gland with brass gland brass ring incl. socketing the ends off by crimping method incl. S/F solderless socket (Dowels make) & jointing ,materials etc. Of the following XLPE/A cable: d) 4 x 25 sq mm | BI01010001010000000000000515BI0100001388 | 100 | set | 322.7427 |  |  | Excess(+) | 1 | Full Conversion | INR | [40 empty] | 32274.2672 | 32274.2672 | INR Thirty Two Thousand Two Hundred & Seventy Four and Paise Twenty Seven Only |  | 1945 | 1964.45 |  | 277 | 322.7427
278 | Supply & fixing compression type gland with brass gland brass ring incl. socketing the ends off by crimping method incl. S/F solderless socket (Dowels make) & jointing ,materials etc. Of the following XLPE/A cable: e) 4 x 95 sq mm | BI01010001010000000000000515BI0100001389 | 6 | set | 633.834 |  |  | Excess(+) | 1 | Full Conversion | INR | [40 empty] | 3803.0039 | 3803.0039 | INR Three Thousand Eight Hundred & Three Only |  | 823 | 831.23 |  | 544 | 633.834
279 | Supply & fixing compression type gland with brass gland brass ring incl. socketing the ends off by crimping method incl. S/F solderless socket (Dowels make) & jointing ,materials etc. Of the following XLPE/A cable: f) 4 x 25 sq mm | BI01010001010000000000000515BI0100001390 | 300 | set | 221.3758 |  |  | Excess(+) | 1 | Full Conversion | INR | [40 empty] | 66412.752 | 66412.752 | INR Sixty Six Thousand Four Hundred & Twelve and Paise Seventy Five Only |  | 485 | 489.85 |  | 190 | 221.3758
280 | Supplying and fixing 415V, 160 A TPN on load front operated Changeover switch open execution type in SS enclosure/cubical with nuts bolts etc(make L&T) | BI01010001010000000000000515BI0100001391 | 1 | set | 8119.8328 |  |  | Excess(+) | 1 | Full Conversion | INR | [40 empty] | 8119.8328 | 8119.8328 | INR Eight Thousand One Hundred & Nineteen and Paise Eighty Three Only |  | 823 | 831.23 |  | 6969 | 8119.8328
281 | Supplying and fixing 415V, 125 A TPN on load front operated Changeover switch open execution type in SS enclosure/cubical with nuts bolts etc(make L&T) | BI01010001010000000000000515BI0100001392 | 1 | set | 7364.8247 |  |  | Excess(+) | 1 | Full Conversion | INR | [40 empty] | 7364.8247 | 7364.8247 | INR Seven Thousand Three Hundred & Sixty Four and Paise Eighty Two Only |  | 35515 | 35870.15 |  | 6321 | 7364.8247
282 | Supplying and fixing 415V, 100 A TPN on load front operated Changeover switch with Sheet Steel enclosure on angle iron frame on wall with nuts bolts etc(make L&T) | BI01010001010000000000000515BI0100001393 | 1 | set | 10862.5629 |  |  | Excess(+) | 1 | Full Conversion | INR | [40 empty] | 10862.5629 | 10862.5629 | INR Ten Thousand Eight Hundred & Sixty Two and Paise Fifty Six Only |  | 44765 | 45212.65 |  | 9323 | 10862.5629
283 | Supplying and fixing 415V, 63 A TPN on load front operated Changeover switch with Sheet Steel enclosure on angle iron frame on wall with nuts bolts etc(make L&T) | BI01010001010000000000000515BI0100001394 | 2 | set | 5546.0474 |  |  | Excess(+) | 1 | Full Conversion | INR | [40 empty] | 11092.0947 | 11092.0947 | INR Eleven Thousand &Ninety Two and Paise Nine Only |  | 940 | 949.4 |  | 4760 | 5546.0474
284 | Supply & fixing of 1 nos of 240V 32A DP MCB (Legrand) in 2-way DP SS enclosure (Legrand) incl earthing attachment. | BI01010001010000000000000515BI0100001395 | 40 | set | 950.751 |  |  | Excess(+) | 1 | Full Conversion | INR | [40 empty] | 38030.039 | 38030.039 | INR Thirty Eight Thousand &Thirty and Paise Four Only |  | 3889 | 3927.89 |  | 816 | 950.751
285 | Supply & fixing 415 volt 32 A TPN switch in S.S. enclosure with HRC fuses onLS & NL to be fixed on angle frame on wall including earthing attachment.(LT/Seimens) (Pump) | BI01010001010000000000000515BI0100001396 | 3 | set | 4658.2137 |  |  | Excess(+) | 1 | Full Conversion | INR | [40 empty] | 13974.6412 | 13974.6412 | INR Thirteen Thousand Nine Hundred & Seventy Four and Paise Sixty Four Only |  | 4710 | 4757.1 |  | 3998 | 4658.2137
286 | Supply & Fixing FP enclosure (Legrand) concealed in wall & mending good the damages to original finish incl. earthing attachment comprising with the following: a) 32 DP MCB Isolator (Legrand) - 1 nos b) 6-16 A SP MCB - 2 nos (Roof light & Stair light) | BI01010001010000000000000515BI0100001397 | 6 | set | 1186.1084 |  |  | Excess(+) | 1 | Full Conversion | INR | [40 empty] | 7116.6507 | 7116.6507 | INR Seven Thousand One Hundred & Sixteen and Paise Sixty Five Only |  | 1000 | 1010 |  | 1018 | 1186.1084
287 | Supply & fixing SPN MCB DB (2+8) WAY (Make legrand/ Seimens/ABB) with S.S. Enclosure(Legrand cat no - 607711) concealed in wall after cutting wall & mending good the damages & earthing attachment comprising with the following: a) 40A DP MCB isolator --- 1 no b) 6 to 32A SP MCB ---- 8nos | BI01010001010000000000000515BI0100001398 | 40 | set | 3898.5451 |  |  | Excess(+) | 1 | Full Conversion | INR | [40 empty] | 155941.8022 | 155941.8022 | INR One Lakh Fifty Five Thousand Nine Hundred & Forty One and Paise Eighty Only |  | 329 | 332.29 |  | 3346 | 3898.5451
288 | Supply & drawing of 1.1 Kv grade single core stranded 'FR' Pvc insulated & unsheathed copper wire (brand appr by EIC) of the following sizes through 19 mm alkathene pipe recessed in wall. a) 2 x 6 + 1 x 4 sq mm (SPNDB) | BI01010001010000000000000515BI0100001399 | 1200 | mtr | 235.3575 |  |  | Excess(+) | 1 | Full Conversion | INR | [40 empty] | 282428.9664 | 282428.9664 | INR Two Lakh Eighty Two Thousand Four Hundred & Twenty Eight and Paise Ninety Seven Only |  | 46.57 | 47.0357 |  | 202 | 235.3575 | 4 | Construction of chamber for 100mm sluice plates | item5 | 10 | Nos
289 | Supply & drawing of 1.1 Kv grade single core stranded 'FR' Pvc insulated & unsheathed copper wire (brand appr by EIC) of the following sizes through 19 mm alkathene pipe recessed in wall. b) 2 x 2.5 + 1x1.5 sq mm (P/P plug/Com Plug/ Out door light) | BI01010001010000000000000515BI0100001400 | 2800 | mtr | 149.1374 |  |  | Excess(+) | 1 | Full Conversion | INR | [40 empty] | 417584.7424 | 417584.7424 | INR Four Lakh Seventeen Thousand Five Hundred & Eighty Four and Paise Seventy Four Only |  | 85.25 | 86.1025 |  | 128 | 149.1374
290 | Supply & drawing of 1.1 Kv grade single core stranded 'FR' Pvc insulated & unsheathed copper wire (brand appr by EIC) of the following sizes through 19 mm alkathene pipe recessed in wall. a) 3x1.5 sqmm (roof light) | BI01010001010000000000000515BI0100001401 | 800 | mtr | 129.3301 |  |  | Excess(+) | 1 | Full Conversion | INR | [40 empty] | 103464.0768 | 103464.0768 | INR One Lakh Three Thousand Four Hundred & Sixty Four and Paise Eight Only |  | 172 | 173.72 |  | 111 | 129.3301
291 | Supply & fixing computer plug board modular type of 12 module GI box with cover plate recessed in wall comprising with the following (Legrand/Cabtree) ----- a) 6/16A socket & 16A switc --1 set b) 6A socket & 6A switch --2 sets | BI01010001010000000000000515BI0100001402 | 64 | set | 1407.4843 |  |  | Excess(+) | 1 | Full Conversion | INR | [40 empty] | 90078.9944 | 90078.9944 | INR Ninety Thousand &Seventy Eight and Paise Ninety Nine Only |  | 111 | 112.11 |  | 1208 | 1407.4843
292 | Supply & Fixing 240 V, 16 A, 3 pin Modular type Power plug socket (Cabtree) with 16A Modular type socket (Cabtree) with 16A Modular type switch, without plug top on 4 Module GI Modular type switch board with top cover plate flushed in wall incl. S&F switch board and cover plate and making necy. connections | BI01010001010000000000000515BI0100001403 | 80 | each | 531.302 |  |  | Excess(+) | 1 | Full Conversion | INR | [40 empty] | 42504.1613 | 42504.1613 | INR Forty Two Thousand Five Hundred & Four and Paise Sixteen Only |  | 160 | 161.6 |  | 456 | 531.302
293 | Distn. wiring in 3 x 1.5 sqmm single core stranded 'FR' PVC insulated & unsheathed single core stranded copper wire Gloster/Finolex/ Havells) in 19 mm bore, 3 mm thick polythene pipe (for horizontal & vertical run in wall and celing portion through polythen pipe) complete with all accessories embedded in wall to light/fan/call bell points with Modular type switch (Legrand/Crabtree) fixed on Modular GI switch board with top cover plate flushed in wall incl. mending good damages to original finish ----- a) Ave run 8 mtr | BI01010001010000000000000515BI0100001404 | 1022 | pts | 1273.4936 |  |  | Excess(+) | 1 | Full Conversion | INR | [40 empty] | 1301510.5083 | 1301510.5083 | INR Thirteen Lakh One Thousand Five Hundred & Ten and Paise Fifty One Only |  | 2210 | 2232.1 |  | 1093 | 1273.4936
294 | Distn. wiring in 3 x 1.5 sqmm single core stranded 'FR' PVC insulated & unsheathed single core stranded copper wire (Glostr/Finolex/Havells) in 19 mm bore, 3 mm thick polythene pipe complete with all accessories embedded in wall to 240 V 6A 5 pin plug point incl. S&F 240 V 6A 3 pin Modular type plug socket & Modular type switch (Cabtree) incl. S&F earth continuity wire, fixed on 4 Module GI switch board with 3/4 Module top cover plate flushed in wall incl.mending good damages (on board) | BI01010001010000000000000515BI0100001405 | 246 | pts | 290.1189 |  |  | Excess(+) | 1 | Full Conversion | INR | [40 empty] | 71369.2405 | 71369.2405 | INR Seventy One Thousand Three Hundred & Sixty Nine and Paise Twenty Four Only |  | 3090 | 3120.9 |  | 249 | 290.1189
295 | Distn. wiring in 3 x 1.5 sqmm single core stranded 'FR' PVC insulated & unsheathed single core stranded copper wire (Glostr/Finolex/Havells) in 19 mm bore, 3 mm thick polythene pipe complete with all accessories embedded in wall to 240 V 6A 5 pin plug point incl. S&F 240 V 6A 3 pin Modular type plug socket & Modular type switch (Cabtree) incl. S&F earth continuity wire, fixed on 4 Module GI switch board with 3/4 Module top cover plate flushed in wall incl.mending good damages average 4.5 mtr | BI01010001010000000000000515BI0100001406 | 100 | pts | 1092.8976 |  |  | Excess(+) | 1 | Full Conversion | INR | [40 empty] | 109289.7568 | 109289.7568 | INR One Lakh Nine Thousand Two Hundred & Eighty Nine and Paise Seventy Six Only |  | 170 | 171.7 |  | 938 | 1092.8976
296 | Supplying & Fixing 240 V AC/DC superior type Multitune (min 10 nos. tune) Call Bell (Anchor) with selector switch for single/Multi Tunes mode, Battery operated on HW board incl. S&F HW board | BI01010001010000000000000515BI0100001407 | 40 | each | 342.55 |  |  | Excess(+) | 1 | Full Conversion | INR | [40 empty] | 13701.9994 | 13701.9994 | INR Thirteen Thousand Seven Hundred & One and Paise One Hundred Only |  | 4743 | 4790.43 |  | 294 | 342.55
297 | Fixing only single /twin fluorescent light fitting complete with all accessories directly on wall / ceiling / HW round block and suitable size of MS fastener | BI01010001010000000000000515BI0100001408 | 56 | each | 116.5136 |  |  | Excess(+) | 1 | Full Conversion | INR | [40 empty] | 6524.7616 | 6524.7616 | INR Six Thousand Five Hundred & Twenty Four and Paise Seventy Six Only |  | 823 | 831.23 |  | 100 | 116.5136
298 | Supplying & Fixing of Box type fan clamp of 150mm dia & 80mm depth made of 16 SWG CRCA sheet with one end duly sealed by cover, properly welded, incl. S&F 12mm dia 600mm long MS rod duly bent at the centre position of rod to grip fan bobbin properly, incl. binding the rod and fan box with reinforcement by 22 SWG steel binding wire, incl. supply & covering the box with alkathene sheet, placed in order to prevent concrete from entering the box. | BI01010001010000000000000515BI0100001409 | 160 | set | 202.7337 |  |  | Excess(+) | 1 | Full Conversion | INR | [40 empty] | 32437.3862 | 32437.3862 | INR Thirty Two Thousand Four Hundred & Thirty Seven and Paise Thirty Nine Only |  | 246 | 248.46 |  | 174 | 202.7337
299 | Supply & fixing socket type electronics Modular socket type fan regulator (Legrand/Crabtree) including connection. | BI01010001010000000000000515BI0100001410 | 160 | set | 450.9076 |  |  | Excess(+) | 1 | Full Conversion | INR | [40 empty] | 72145.2211 | 72145.2211 | INR Seventy Two Thousand One Hundred & Forty Five and Paise Twenty Two Only |  | 540 | 545.4 |  | 387 | 450.9076
300 | Earthing the installation by 50mm dia GI pipe (ISI-M) 3.64 mtr long & 1x4 SWG GI (Hot dip) wire (4mtr long) with suitable nuts, bolts & washers etc. Driven into a depth of 3.65 mtr below the ground level. | BI01010001010000000000000515BI0100001411 | 208 | set | 1595.0712 |  |  | Excess(+) | 1 | Full Conversion | INR | [40 empty] | 331774.8063 | 331774.8063 | INR Three Lakh Thirty One Thousand Seven Hundred & Seventy Four and Paise Eighty One Only |  | 2600 | 2626 |  | 1369 | 1595.0712
301 | S & F earth busbar of galvanized (Hot Dip) MS flat 25mm x 6 mm on wall having clearance of 6 mm from wall including providing drilled holes on the busbar complete with GI bolts, nuts, washers, spacing insulators etc. as required | BI01010001010000000000000515BI0100001412 | 102 | mtr | 181.7612 |  |  | Excess(+) | 1 | Full Conversion | INR | [40 empty] | 18539.644 | 18539.644 | INR Eighteen Thousand Five Hundred & Thirty Nine and Paise Sixty Four Only |  | 2362 | 2385.62 |  | 156 | 181.7612
302 | Supplying & fixing earth busbar of galvanized (Hot Dip) MS flat 40 mm x 6 mm on wall having clearance of 6 mm from wall including providing drilled holes on the busbar complete with GI bolts, nuts, washers, spacing insulators etc. as required | BI01010001010000000000000515BI0100001413 | 60 | mtr | 226.0364 |  |  | Excess(+) | 1 | Full Conversion | INR | [40 empty] | 13562.183 | 13562.183 | INR Thirteen Thousand Five Hundred & Sixty Two and Paise Eighteen Only |  | 36 | 36.36 |  | 194 | 226.0364
303 | Supply & laying 50 mm dia G.I.pipe (ISI-M) for cable protection | BI01010001010000000000000515BI0100001414 | 112 | mtr | 384.4949 |  |  | Excess(+) | 1 | Full Conversion | INR | [40 empty] | 43063.4266 | 43063.4266 | INR Forty Three Thousand &Sixty Three and Paise Forty Three Only |  | 180 | 181.8 |  | 330 | 384.4949
304 | Supply & fixing (40mmx40mmx6mm) G I Pole clamp with nuts, bolts & washer for holding vertical 40 mm dia G I cable protechtion pipe from service pole. | BI01010001010000000000000515BI0100001415 | 14 | set | 174.7704 |  |  | Excess(+) | 1 | Full Conversion | INR | [40 empty] | 2446.7856 | 2446.7856 | INR Two Thousand Four Hundred & Forty Six and Paise Seventy Nine Only |  | 468 | 472.68 |  | 150 | 174.7704
305 | Fixing only outdoor / street light type fluorescent light fitting complete with all accessories to be fixed/projected from the wall of the building incl. making holes to building, S&F 40 mm dia GI pipe (ISI-Medium) 1.50 mts. average length, with GI socket at one end and thread at the other end & suitable bend to house the fitting & making necy. connections with S&F necy. length of 1.5 sqmm PVC insulated single core stranded annealed copper wire and making connections as required and mending good damages to wall and painting | BI01010001010000000000000515BI0100001416 | 24 | set | 841.2282 |  |  | Excess(+) | 1 | Full Conversion | INR | [40 empty] | 20189.4766 | 20189.4766 | INR Twenty Thousand One Hundred & Eighty Nine and Paise Forty Eight Only |  | 150 | 151.5 |  | 722 | 841.2282
306 | Supply & fixing 4 way double door horizontal TPNMCB DB with SS enclosure (Legrand cat no -607715) concealed in wall after cutting the wall & mending good the damages to original finish with earthing attachment comprising with the follwing:- a) 63A Four pole MCB isolator ---1 no b) 40A SP MCB ---2 nos c) 16 to 32A range SP MCB ---6 nos | BI01010001010000000000000515BI0100001417 | 6 | each | 6617.9725 |  |  | Excess(+) | 1 | Full Conversion | INR | [40 empty] | 39707.8349 | 39707.8349 | INR Thirty Nine Thousand Seven Hundred & Seven and Paise Eighty Three Only |  | 160 | 161.6 |  | 5680 | 6617.9725
307 | S&F sheet metal (16 SWG) Iron clad Busbar on angle iron frame on wall, incl. earthing attachment and painting as required 4 bars 415 V 63 A Al Bars 4x20x5mm (dedicate to street light control) | BI01010001010000000000000515BI0100001418 | 12 | each | 2795.1613 |  |  | Excess(+) | 1 | Full Conversion | INR | [40 empty] | 33541.9352 | 33541.9352 | INR Thirty Three Thousand Five Hundred & Forty One and Paise Ninety Four Only |  | 9055 | 9145.55 |  | 2399 | 2795.1613
308 | Supply & Fixing FP enclosure (Legrand) concealed in wall & mending good the damages to original finish incl. earthing attachment comprising with the following: 32 DP MCB Isolator (Legrand) - 2 nos | BI01010001010000000000000515BI0100001419 | 42 | set | 1118.5306 |  |  | Excess(+) | 1 | Full Conversion | INR | [40 empty] | 46978.2835 | 46978.2835 | INR Forty Six Thousand Nine Hundred & Seventy Eight and Paise Twenty Eight Only |  | 2117 | 2138.17 |  | 960 | 1118.5306
309 | Laying of the following Al armoured cable through under ground trench 460mm wide x 760mm average depth with necy brick protechtion 8 nos brick per metre, incl filling up the excaveted trenchwith shifted soil, levelling up & restoring the surface duly rammed a) 2X6 SQ MM | BI01010001010000000000000515BI0100001420 | 600 | mtr | 188.752 |  |  | Excess(+) | 1 | Full Conversion | INR | [40 empty] | 113251.2192 | 113251.2192 | INR One Lakh Thirteen Thousand Two Hundred & Fifty One and Paise Twenty Two Only |  |  |  |  | 162 | 188.752
310 | Laying of the following Al armoured cable through under ground trench 460mm wide x 760mm average depth with necy brick protechtion 8 nos brick per metre, incl filling up the excaveted trenchwith shifted soil, levelling up & restoring the surface duly rammed b) 4 x 25 sq mm | BI01010001010000000000000515BI0100001421 | 2000 | mtr | 188.752 |  |  | Excess(+) | 1 | Full Conversion | INR | [40 empty] | 377504.064 | 377504.064 | INR Three Lakh Seventy Seven Thousand Five Hundred & Four and Paise Six Only |  |  |  |  | 162 | 188.752
311 | Laying of the following Al armoured cable through under ground trench 460mm wide x 760mm average depth with necy brick protechtion 8 nos brick per metre, incl filling up the excaveted trenchwith shifted soil, levelling up & restoring the surface duly rammed b) 4 x 16 sq mm | BI01010001010000000000000515BI0100001422 | 2550 | mtr | 188.752 |  |  | Excess(+) | 1 | Full Conversion | INR | [40 empty] | 481317.6816 | 481317.6816 | INR Four Lakh Eighty One Thousand Three Hundred & Seventeen and Paise Sixty Eight Only |  |  |  |  | 162 | 188.752
312 | Supply & drawing of 1.1 Kv grade single core stranded 'FR' PVC 3x1.5 sq mm insulated & unsheathed copper wire (brand appr by EIC)through pole | BI01010001010000000000000515BI0100001423 | 2601 | mtr. | 129.3301 |  |  | Excess(+) | 1 | Full Conversion | INR | [40 empty] | 336387.5797 | 336387.5797 | INR Three Lakh Thirty Six Thousand Three Hundred & Eighty Seven and Paise Fifty Eight Only |  |  |  |  | 111 | 129.3301
313 | finishing of 3x1.5 sq mm the PVC insulated wire ends by socketting with pin/ring type copper sockets and insulated tapes etc. including supplying sockets, tapes. | BI01010001010000000000000515BI0100001424 | 416 | set | 6.9908 |  |  | Excess(+) | 1 | Full Conversion | INR | [40 empty] | 2908.1795 | 2908.1795 | INR Two Thousand Nine Hundred & Eight and Paise Eighteen Only |  |  |  |  | 6 | 6.9908
314 | Supply & laying 40mm dia medium gauge G.I. Pipe(ISI-Medium) for cable protection | BI01010001010000000000000515BI0100001425 | 300 | mtr | 286.6235 |  |  | Excess(+) | 1 | Full Conversion | INR | [40 empty] | 85987.0368 | 85987.0368 | INR Eighty Five Thousand Nine Hundred & Eighty Seven and Paise Four Only |  |  |  |  | 246 | 286.6235
315 | Erection of 9 m ST pole with sole plate in CC foundation (600x600x150mm) thick CC (4:2:1) base block below sole plate with hard jhama metal incl CC (6:3:1) muffing 0.30 m dia 03.0 m above ground level incl making drilled hole on pole for earth bolt & carriage upto 1.6 Km from store to work site in cluding filling up the the exacavated earth pit with shifted soil | BI01010001010000000000000515BI0100001426 | 206 | set | 3303.1606 |  |  | Excess(+) | 1 | Full Conversion | INR | [40 empty] | 680451.0754 | 680451.0754 | INR Six Lakh Eighty Thousand Four Hundred & Fifty One and Paise Eight Only |  |  |  |  | 2835 | 3303.1606
316 | Painting the 9 m ST pole with two coats of aluminium paint of approved make over one coat of R.O primer incl. preparation of surface by sand paper/emery incl cleaning etc. | BI01010001010000000000000515BI0100001427 | 206 | item | 383.3297 |  |  | Excess(+) | 1 | Full Conversion | INR | [40 empty] | 78965.9273 | 78965.9273 | INR Seventy Eight Thousand Nine Hundred & Sixty Five and Paise Ninety Three Only |  |  |  |  | 329 | 383.3297
317 | Fixing only Floodlight Fitting with suitable tie clamps and MS plate for mounting on Pole/Tower or similar structure. | BI01010001010000000000000515BI0100001428 | 206 | each | 632.6688 |  |  | Excess(+) | 1 | Full Conversion | INR | [40 empty] | 130329.7827 | 130329.7827 | INR One Lakh Thirty Thousand Three Hundred & Twenty Nine and Paise Seventy Eight Only |  |  |  |  | 543 | 632.6688
318 | Supply & Fixing GI waterproof type looping cable box size 200X150X100 mm deep having 4 mm thick comprising of one 250 V 15 A kit-kat fuse unit, one NL on porcelain insulator, one compression type brass cable gland for upto 2-core 16 sqmm PVC/A cable and having lined with rubber gasketted GI top cover with brass machine screws etc., earthing terminal with lug, on steel tubular pole near base, including S&F 40X6 mm thick, MS clamps with bolts, nuts etc. including paimtimg with anticorrosive paint | BI01010001010000000000000515BI0100001429 | 230 | set | 533.6323 |  |  | Excess(+) | 1 | Full Conversion | INR | [40 empty] | 122735.4262 | 122735.4262 | INR One Lakh Twenty Two Thousand Seven Hundred & Thirty Five and Paise Forty Three Only |  |  |  |  | 458 | 533.6323
319 | Fixing only outdoor / street light fitting complete with all accessories incl. making holes/providing clamping arrangement & necy. GI reducer as required. S&F 40 mm GI pipe (ISI-Medium) quality 1.5 mts. average length having suitable bend S&F necy. length of 1.5 sqmm PVC insulated single core stranded annealed copper wire and making connections as required and mending good damages to wall incl. painting etc. | BI01010001010000000000000515BI0100001430 | 230 | each | 940.2648 |  |  | Excess(+) | 1 | Full Conversion | INR | [40 empty] | 216260.893 | 216260.893 | INR Two Lakh Sixteen Thousand Two Hundred & Sixty and Paise Eighty Nine Only |  |  |  |  | 807 | 940.2648
320 | Connecting the Poles to earth busbar including S & F GI (Hot Dip) wire of size of 8 SWG on wall/floor with staples buried inside wall/floor as required and making connection to equipments with bolts, nuts, washers, cable lugs etc. as required and mending good damages | BI01010001010000000000000515BI0100001431 | 608 | mtr | 10.4862 |  |  | Excess(+) | 1 | Full Conversion | INR | [40 empty] | 6375.6242 | 6375.6242 | INR Six Thousand Three Hundred & Seventy Five and Paise Sixty Two Only |  |  |  |  | 9 | 10.4862
321 | Supplying and fixing 415V, 200 A TPN on load front operated Changeover switch with Sheet Steel enclosure on angle iron frame on wall with nuts bolts etc(L&T, Havells) | BI01010001010000000000000515BI0100001432 | 1 | set | 12282.8637 |  |  | Excess(+) | 1 | Full Conversion | INR | [40 empty] | 12282.8637 | 12282.8637 | INR Twelve Thousand Two Hundred & Eighty Two and Paise Eighty Six Only |  |  |  |  | 10542 | 12282.8637
322 | Supply & fixing 4 way double door horizontal TPN MCB DB with SS enclosure (Legrand cat no 607715) (Legrand/Seimens/ABB) concealed in wall after cutting the wall & mending good the damages to original finish with earthing attachment comprising with the following. 160 A Four Pole MCCB of Breaking capacity 25kA/35kA with fixed thermal and fixed magnetic / adjustable thermal and fixed magnetic setting in existing DBs / enclosure and necessary connection-- 1 nos 63 A range SP MCB -- 6 nos 6 to 16 A range SP MCB -- 6 nos | BI01010001010000000000000515BI0100001433 | 1 | set | 24841.8647 |  |  | Excess(+) | 1 | Full Conversion | INR | [40 empty] | 24841.8647 | 24841.8647 | INR Twenty Four Thousand Eight Hundred & Forty One and Paise Eighty Six Only |  |  |  |  | 21321 | 24841.8647
323 | Supplying and fixing 415V, 125 A TPN on load front operated Changeover switch with Sheet Steel enclosure on angle iron frame on wall with nuts bolts etc(L&T, Havells) | BI01010001010000000000000515BI0100001434 | 1 | set | 9982.8852 |  |  | Excess(+) | 1 | Full Conversion | INR | [40 empty] | 9982.8852 | 9982.8852 | INR Nine Thousand Nine Hundred & Eighty Two and Paise Eighty Nine Only |  |  |  |  | 8568 | 9982.8852
324 | Supply & fixing 4 way double door horizontal TPN MCB DB with SS enclosure (Legrand cat no 607715) (Legrand/Seimens/ABB) concealed in wall after cutting the wall & mending good the damages to original finish with earthing attachment comprising with the following. 160 A Four Pole MCCB of Breaking capacity 25kA/35kA with fixed thermal and fixed magnetic / adjustable thermal and fixed magnetic setting in existing DBs / enclosure and necessary connection-- 1 nos 63 A range SP MCB -- 6 nos 6 to 16 A range SP MCB -- 6 nos | BI01010001010000000000000515BI0100001435 | 1 | set | 17083.224 |  |  | Excess(+) | 1 | Full Conversion | INR | [40 empty] | 17083.224 | 17083.224 | INR Seventeen Thousand &Eighty Three and Paise Twenty Two Only |  |  |  |  | 14662 | 17083.224
325 | Electrical (Non-Schedule Item) Supply & delivery of 1.1 Kv gr. XLPE/AL armoured cable (make Gloster/Havells/Nicco) of following sizes : 2 x 6 sq mm | BI01010001010000000000000515BI0100001436 | 520 | mtr | 102.01 |  |  | Excess(+) | 1 | Full Conversion | INR | [40 empty] | 53045.2 | 53045.2 | INR Fifty Three Thousand &Forty Five and Paise Twenty Only | 101 |  |  |  | 102.01
326 | Supply & delivery of 1.1 Kv gr. XLPE/AL armoured cable (make Gloster/Havells/Nicco) of following sizes : 4 x 16 sq mm | BI01010001010000000000000515BI0100001437 | 2550 | mtr | 178.77 |  |  | Excess(+) | 1 | Full Conversion | INR | [40 empty] | 455863.5 | 455863.5 | INR Four Lakh Fifty Five Thousand Eight Hundred & Sixty Three and Paise Fifty Only | 177 |  |  |  | 178.77
327 | Supply & delivery of 1.1 Kv gr. XLPE/AL armoured cable (make Gloster/Havells/Nicco) of following sizes : 4 x 25 sq mm | BI01010001010000000000000515BI0100001438 | 2000 | mtr | 290.88 |  |  | Excess(+) | 1 | Full Conversion | INR | [40 empty] | 581760 | 581760 | INR Five Lakh Eighty One Thousand Seven Hundred & Sixty Only | 288 |  |  |  | 290.88
328 | Supply & delivery of 1.1 Kv gr. XLPE/AL armoured cable (make Gloster/Havells/Nicco) of following sizes : 4 x 50 sq mm | BI01010001010000000000000515BI0100001439 | 320 | mtr | 334.31 |  |  | Excess(+) | 1 | Full Conversion | INR | [40 empty] | 106979.2 | 106979.2 | INR One Lakh Six Thousand Nine Hundred & Seventy Nine and Paise Twenty Only | 331 |  |  |  | 334.31
329 | Supply & delivery of 1.1 Kv gr. XLPE/AL armoured cable (make Gloster/Havells/Nicco) of following sizes : 4 x 70 sq mm | BI01010001010000000000000515BI0100001440 | 230 | mtr | 458.54 |  |  | Excess(+) | 1 | Full Conversion | INR | [40 empty] | 105464.2 | 105464.2 | INR One Lakh Five Thousand Four Hundred & Sixty Four and Paise Twenty Only | 454 |  |  |  | 458.54
330 | Supply & delivery of 1.1 Kv gr. XLPE/AL armoured cable (make Gloster/Havells/Nicco) of following sizes : 4 x 95 sq mm | BI01010001010000000000000515BI0100001441 | 460 | mtr | 559.54 |  |  | Excess(+) | 1 | Full Conversion | INR | [40 empty] | 257388.4 | 257388.4 | INR Two Lakh Fifty Seven Thousand Three Hundred & Eighty Eight and Paise Forty Only | 554 |  |  |  | 559.54
331 | Connecting & dressing Meter looping system with 2 x 6 + 1 x 4 sq mm PVC insulated copper wire duly layed on the Ply board by link clip from Bus Bar to Meters & Meters to DP MCBs (Ave 5 meters) | BI01010001010000000000000515BI0100001442 | 338 | mtr | 169.68 |  |  | Excess(+) | 1 | Full Conversion | INR | [40 empty] | 57351.84 | 57351.84 | INR Fifty Seven Thousand Three Hundred & Fifty One and Paise Eighty Four Only | 168 |  |  |  | 169.68
332 | Supply & fixing Meter guard of dimention (6' x 4' x 12" depth) fabricated by angle/flat box type structural frame welded & covered with 12 SWG wire mess all over except the back side. The front side should be provided with two (2) pair of hinged doors with mechanical locking arrangement including painting with Aluminium paint. The wire mess guard should have sufficient bifurcated legs for rigidly grouting it on wall incl. earthing attachment as per direction of E.I.C. | BI01010001010000000000000515BI0100001443 | 101 | sq ft | 161.6 |  |  | Excess(+) | 1 | Full Conversion | INR | [40 empty] | 16321.6 | 16321.6 | INR Sixteen Thousand Three Hundred & Twenty One and Paise Sixty Only | 160 |  |  |  | 161.6
333 | Supply & fixing 3/4" thick water & vermin proof super quality ply wood of size (4' ft x 4' ft) to be fixed on wall with suitable long screws fastener etc after painting the rear side with black japan paint. | BI01010001010000000000000515BI0100001444 | 1 | set | 1308.96 |  |  | Excess(+) | 1 | Full Conversion | INR | [40 empty] | 1308.96 | 1308.96 | INR One Thousand Three Hundred & Eight and Paise Ninety Six Only | 1296 |  |  |  | 1308.96
334 | Supply & fixing 3/4" thick water & vermin proof super quality ply wood of size (8' ft x 4' ft) to be fixed on wall with suitable long screws fastener etc after painting the rear side with black japan paint. | BI01010001010000000000000515BI0100001445 | 2 | set | 2614.89 |  |  | Excess(+) | 1 | Full Conversion | INR | [40 empty] | 5229.78 | 5229.78 | INR Five Thousand Two Hundred & Twenty Nine and Paise Seventy Eight Only | 2589 |  |  |  | 2614.89
335 | Supply 4' single LED tube light fitting complete with all acessaries directly on ceiling with HW round block & suitable size of MS fastener (Crompton, cat no - DIJB12LT8 - 20 , LLT8-20) | BI01010001010000000000000515BI0100001446 | 57 | set | 831.23 |  |  | Excess(+) | 1 | Full Conversion | INR | [40 empty] | 47380.11 | 47380.11 | INR Forty Seven Thousand Three Hundred & Eighty and Paise Eleven Only | 823 |  |  |  | 831.23
336 | Supply & fixing of 45W LED street light fitting (Make Havells /Crompton, cat no - LSTP-45-CDL) | BI01010001010000000000000515BI0100001447 | 9 | set | 4790.43 |  |  | Excess(+) | 1 | Full Conversion | INR | [40 empty] | 43113.87 | 43113.87 | INR Forty Three Thousand One Hundred & Thirteen and Paise Eighty Seven Only | 4743 |  |  |  | 4790.43
337 | Supply of 90 W LED light fitting (make Havells/Crompton, cat no - LSTS-90-CDL ) (Comp 240, Others - 16) | BI01010001010000000000000515BI0100001448 | 256 | set | 9145.55 |  |  | Excess(+) | 1 | Full Conversion | INR | [40 empty] | 2341260.8 | 2341260.8 | INR Twenty Three Lakh Forty One Thousand Two Hundred & Sixty and Paise Eighty Only | 9055 |  |  |  | 9145.55
338 | Supply & fixing of 150 W LED flood light fitting complete with all acessaries (Make Cromption cat no - LHBN-150-CDL/60/ Philips as approved by EIC) | BI01010001010000000000000515BI0100001449 | 8 | set | 13936.99 |  |  | Excess(+) | 1 | Full Conversion | INR | [40 empty] | 111495.92 | 111495.92 | INR One Lakh Eleven Thousand Four Hundred & Ninety Five and Paise Ninety Two Only | 13799 |  |  |  | 13936.99
339 | Supply & delivery at site of swaged type steel tubular swan neck type bend pole of over all length 9 m of section (Bottom - 5.00m, Middle - 2.0m, Top - 2.0m) & outside dia & thickness (Bottom- 165.1x4.50, Middle -139.7x4.5, Top - 114.3x3.65) having approx weight of the pole including sole plate 147 Kg. the top end of the pole should be reduced to enable fixing of LED fittings. | BI01010001010000000000000515BI0100001450 | 164 | each | 11135.25 |  |  | Excess(+) | 1 | Full Conversion | INR | [40 empty] | 1826181 | 1826181 | INR Eighteen Lakh Twenty Six Thousand One Hundred & Eighty One Only | 11025 |  |  |  | 11135.25
340 | Supply & delivery at site of swaged type steel tubular swan neck type two side bend pole of over all length 9 m of section (Bottom - 5.00m, Middle - 2.0m, Top - 2.0m) & outside dia & thickness (Bottom- 165.1x4.50, Middle -139.7x4.5, Top - 114.3x3.65) having approx weight of the pole including sole plate 154 Kg. the top end of the pole should be reduced to enable fixing of LED fittings. | BI01010001010000000000000515BI0100001451 | 42 | each | 11665.5 |  |  | Excess(+) | 1 | Full Conversion | INR | [40 empty] | 489951 | 489951 | INR Four Lakh Eighty Nine Thousand Nine Hundred & Fifty One Only | 11550 |  |  |  | 11665.5
341 | Supply & installation of 4 mm thick M.S. out door type Feeder Pillar Box having both side ventilation louvers with inclined roof of size (1050 x 900 x 400 mm) having hinged door & mechanical locking arrangement suitably grouted on 250mm masonary platform 450 below G.L. & 600mm above G.L. plastering & neatly cemented finish. The Feeder pillar box should comprise double door type cubicle panel inside it, fabricated by 3mm thick M.S. sheet with necessary slot for incomming outing MCCB/MCBs bus bar & necessary interconnection with suitable capacity PVC insulated copper wire duly socketed at both end comprising of the following controls: a) 400A Four Pole MCCB of breaking capacity 50KA with thermal magnetic setting (Legrand/Siemens) ---1 no b) 600A capacity Bus bar of 4 nos Alu bars on porcelain chairs-- 1 set c) 160A Four Pole MCCB of breaking capacity 50 KA with thermal magnetic setting (Legrand/Siemens) --- 1 no d) 125A Four Pole MCCB of breaking capacity 50KA with thermal magnetic setting (Legrand/Siemens) --- 1 no e) 100A Four Pole MCCB of breaking capacity 50KA with thermal magnetic setting (Legrand/Siemens) --- 2 no f) 63A Four Pole MCB (Legrand/Siemens) --- 3 nos g) Danger board | BI01010001010000000000000515BI0100001452 | 1 | set | 178103.4 |  |  | Excess(+) | 1 | Full Conversion | INR | [40 empty] | 178103.4 | 178103.4 | INR One Lakh Seventy Eight Thousand One Hundred & Three and Paise Forty Only | 176340 |  |  |  | 178103.4
342 | Supply, delivery at site on foundation, commissioning of 100 KVA,415V, 50HZ, 3ph silent new DG Set, comprising of Engine, alternator, Manual Control Panel, Base frame, Fuel tank, Battery, CPCB - II approved Engine & Acoustic Enclosure having following specifications :- (Jackson/Kirloskar/Dee Power/Ashok layland/Mahindra/Koel Green) | BI01010001010000000000000515BI0100001453 | 1 | set | 868896.94 |  |  | Excess(+) | 1 | Full Conversion | INR | [40 empty] | 868896.94 | 868896.94 | INR Eight Lakh Sixty Eight Thousand Eight Hundred & Ninety Six and Paise Ninety Four Only | 860294 |  |  |  | 868896.94
343 | Make :- Cummins / Caterpillar /Greaves /Kirloskar /Koel Green Engine Type : 4 Stroke Diesel Engine RPM : 1500 Rated Output :- 100 KVA Cooling :- Liquid Cooled Cylinder : 4 (Four) Aspiration : Turbo Charged Type of Governer : Electronic Specific Fuel Consumption 231. gm/ kWh Overload Capacity Panel : 10% overload for one hour for every 11 hours continuous running at full load or better. Engine instrumental Panel : Consisting of starting switch with key, Lube Oil Indicator , water temperature Indicatore , RPM indicator and hour meter. Safety Controls : Emergency Stop, Low Lube Oil Pressure warning / Shutdown, High Engine Water Temp. Warning / Shutdown, sensor failure Indicator, Engine over speed indicator, Battery charging and low battery indicator. Exhaust Silencer : Residential Type. Starting System : 12 V. / 24 V. Starting system complete with starter motor, charging alternator with rectifier and Cut-out as per manufacturer standard. Battery : 2 nos Battery with 65 Ah capacity Lead Acid, Low Maintenance or SMF and conforming to relevant IS Specification with Low/ High Battery Voltage and Weak Battery warning.Standard Cooling System 40°C. Make: Standard /ABB/Emesson/Crompton Greaves/Kirloskar/Koel Green Rating: 415 V ., 3Ph, 50HZ, 100 kva, 1500 RPM, 0.8 P.F Type : Brushless, self excited and self regulated Insulation : Class H Protection : Screen - protected drip proof with Min. IP -23 degree of protection. RPM : 1500 Voltage Regulation Grade : VG 3 Winding connection : Star with Neutral Total Distortion factor : Less than 3% Total Harmonic distortion in output waveform : < 5% Manual Control Panel incl change over switch and other accessories The DG set should have integrated acoustic enclosure at the manufacturing state itself. High quality acoustic enclosure must be certified as per CPCB -II norms. Common iron channel of suitable size fabricated base frame containing the engine and alternator , mounted on AVM pads and having provision for lifting Hook. Copy of "Type Approval Certificate"and Certificates of "COP"must be produced at the time of delivery issued from the competent authority (As per CPCB-II) & submission of test certificates. The entire set must be warrented atleast 24 months from the date of delivery iii) Necessary manufacturer's test certificate for Diesel Engine, Alternator etc. Will have to submit in triplicate copy during delivery of the equipment. iv) Copy of "Type Approval Certificate" and Certificate of "COP" must be produced at the time of delivery issued from competent Authority (As per CPCB - II) Exhaust pipe(FOR 100 KVA) having required size incl all fixing iron accessories for discharging generator exhaust as per CPCB -II | BI01010001010000000000000515BI0100001454 | 18 | mtr | 4040 |  |  | Excess(+) | 1 | Full Conversion | INR | [40 empty] | 72720 | 72720 | INR Seventy Two Thousand Seven Hundred & Twenty Only | 4000 |  |  |  | 4040
344 | Supply, delivery at site on foundation, commissioning of 100 KVA,415V, 50HZ, 3ph silent new DG Set, comprising of Engine, alternator, Manual Control Panel, Base frame, Fuel tank, Battery, CPCB - II approved Engine & Acoustic Enclosure having following specifications :- (Jackson/Kirloskar/Dee Power/Ashok layland/Mahindra/Koel Green) Make :- Cummins / Caterpillar /Greaves /Kirloskar /Koel Green Engine Type : 4 Stroke Diesel Engine RPM : 1500 Rated Output :- 45 KVA Cooling :- Liquid Cooled Cylinder : 4 (Four) Aspiration : Turbo Charged Type of Governer : Electronic Overload Capacity Panel : 10% overload for one hour for every 11 hours continuous running at full load or better. Engine instrumental Panel : Consisting of starting switch with key, Lube Oil Indicator , water temperature Indicatore , RPM indicator and hour meter. Safety Controls : Emergency Stop, Low Lube Oil Pressure warning / Shutdown, High Engine Water Temp. Warning / Shutdown, sensor failure Indicator, Engine over speed indicator, Battery charging and low battery indicator. Exhaust Silencer : Residential Type. Starting System : 12 V. / 24 V. Starting system complete with starter motor, charging alternator with rectifier and Cut-out as per manufacturer standard. Battery : 2 nos Battery with 65 Ah capacity Lead Acid, Low Maintenance or SMF and conforming to relevant IS Specification with Low/ High Battery Voltage and Weak Battery warning.Standard Cooling System 40°C. Make: Standard /ABB/Emesson/Crompton Greaves/Kirloskar/Koel Green Rating: 415 V ., 3Ph, 50HZ, 45 kva, 1500 RPM, 0.8 P.F Type : Brushless, self excited and self regulated Insulation : Class H Protection : Screen - protected drip proof with Min. IP -23 degree of protection. RPM : 1500 Voltage Regulation Grade : VG 3 Winding connection : Star with Neutral Total Distortion factor : Less than 3% Total Harmonic distortion in output waveform : < 5% Manual Control Panel incl change over switch and other accessories The DG set should have integrated acoustic enclosure at the manufacturing state itself. High quality acoustic enclosure must be certified as per CPCB -II norms. Common iron channel of suitable size fabricated base frame containing the engine and alternator , mounted on AVM pads and having provision for lifting Hook. Copy of "Type Approval Certificate"and Certificates of "COP"must be produced at the time of delivery issued from the competent authority (As per CPCB-II) & submission of test certificates. The entire set must be warrented atleast 24 months from the date of delivery iii) Necessary manufacturer's test certificate for Diesel Engine, Alternator etc. Will have to submit in triplicate copy during delivery of the equipment. iv) Copy of "Type Approval Certificate" and Certificate of "COP" must be produced at the time of delivery issued from competent Authority (As per CPCB - II) | BI01010001010000000000000515BI0100001455 | 2 | set | 545861.57 |  |  | Excess(+) | 1 | Full Conversion | INR | [40 empty] | 1091723.14 | 1091723.14 | INR Ten Lakh Ninety One Thousand Seven Hundred & Twenty Three and Paise Fourteen Only | 540457 |  |  |  | 545861.57
345 | Exhaust pipe having required size incl all fixing iron accessories for discharging generator exhaust as per CPCB -II | BI01010001010000000000000515BI0100001456 | 36 | mtr | 3030 |  |  | Excess(+) | 1 | Full Conversion | INR | [40 empty] | 109080 | 109080 | INR One Lakh Nine Thousand &Eighty Only | 3000 |  |  |  | 3030
346 | Installation, testing & commissioning with full fuel tank and cc foundation of the above D.G. set to satisfactory operation | BI01010001010000000000000515BI0100001457 | 3 | item | 9090 |  |  | Excess(+) | 1 | Full Conversion | INR | [40 empty] | 27270 | 27270 | INR Twenty Seven Thousand Two Hundred & Seventy Only | 9000 |  |  |  | 9090
347 | CCTVs Installation IP Verifocal Dome Camera with IR cut filter with auto switch, IP66 Vandal Proof Housing. Max Resolution at 1920 x 1080 @ 25/30fps, Dual Compression Stream(H.264, MJPEG), ONVIF Compliant Profile S, PROFILE G Compliant. | BI01010001010000000000000515BI0100001458 | 40 | No. | 19272.82 |  |  | Excess(+) | 1 | Full Conversion | INR | [40 empty] | 770912.8 | 770912.8 | INR Seven Lakh Seventy Thousand Nine Hundred & Twelve and Paise Eighty Only | 19082 |  |  |  | 19272.82
348 | IP Verifocal Bullet Camera with automatic focusing, IP66, IP67 Vandal Proof Housing. Max Resolution at 1920 x 1080 @ 30fps, WDR, Dual Compression Stream(H.264, MJPEG), ONVIF PROFILE S,PROFILE G Compliant | BI01010001010000000000000515BI0100001459 | 50 | No. | 20649.45 |  |  | Excess(+) | 1 | Full Conversion | INR | [40 empty] | 1032472.5 | 1032472.5 | INR Ten Lakh Thirty Two Thousand Four Hundred & Seventy Two and Paise Fifty Only | 20445 |  |  |  | 20649.45
349 | IP PTZ Camera with 20 x digital zoom, IP66, IP67 Vandal Proof Housing. Active pixels: 1920 x 1080, WDR, 16x Zoom, Privacy zones, ONVIF PROFILE S,PROFILE G Compliant | BI01010001010000000000000515BI0100001460 | 10 | No. | 70668.69 |  |  | Excess(+) | 1 | Full Conversion | INR | [40 empty] | 706686.9 | 706686.9 | INR Seven Lakh Six Thousand Six Hundred & Eighty Six and Paise Ninety Only | 69969 |  |  |  | 70668.69
350 | Surge Protectors Reputed make. | BI01010001010000000000000515BI0100001461 | 100 | No. | 3788.51 |  |  | Excess(+) | 1 | Full Conversion | INR | [40 empty] | 378851 | 378851 | INR Three Lakh Seventy Eight Thousand Eight Hundred & Fifty One Only | 3751 |  |  |  | 3788.51
351 | Power Supply Reputed make. | BI01010001010000000000000515BI0100001462 | 20 | No. | 2818.91 |  |  | Excess(+) | 1 | Full Conversion | INR | [40 empty] | 56378.2 | 56378.2 | INR Fifty Six Thousand Three Hundred & Seventy Eight and Paise Twenty Only | 2791 |  |  |  | 2818.91
352 | Equipment Housing for Switches, Power supply, etc. main switch,MCBDB,XLPEcable/Copper wire with LED Light,Fan etc,wiring modular type & as perPWD,s specification | BI01010001010000000000000515BI0100001463 | 20 | No. | 5377.24 |  |  | Excess(+) | 1 | Full Conversion | INR | [40 empty] | 107544.8 | 107544.8 | INR One Lakh Seven Thousand Five Hundred & Forty Four and Paise Eighty Only | 5324 |  |  |  | 5377.24
353 | Power Supply Board with MCB (Make-Legrand/ABB/L&T) According to load with load balancing. | BI01010001010000000000000515BI0100001464 | 20 | No. | 1503.89 |  |  | Excess(+) | 1 | Full Conversion | INR | [40 empty] | 30077.8 | 30077.8 | INR Thirty Thousand &Seventy Seven and Paise Eighty Only | 1489 |  |  |  | 1503.89
354 | UPS For Edge Locations(600 VA) (Make-APC/Libert/Vertex) Input voltage range: 180V to 280V, Maintenance-free sealed Lead-Acid battery, 15 minutes Back up on full load, Operating Temperature: 0 deg to 60 deg C. | BI01010001010000000000000515BI0100001465 | 20 | No. | 5211.6 |  |  | Excess(+) | 1 | Full Conversion | INR | [40 empty] | 104232 | 104232 | INR One Lakh Four Thousand Two Hundred & Thirty Two Only | 5160 |  |  |  | 5211.6
355 | Edge Industrial switch( MaKe- Allied telesis/Cisco) IEEE 802.3 compliant, Layer 2, Shall have minimum 4 x 10/100Tx and minimum 2x 1000Fx Optical port supporting 1000 Mbps full duplex data, loaded with 1000Fx Single mode SFP, MSA compliant, 2 fiber design, operating environment: -30 deg C to +70 deg C. | BI01010001010000000000000515BI0100001466 | 3 | No. | 77548.81 |  |  | Excess(+) | 1 | Full Conversion | INR | [40 empty] | 232646.43 | 232646.43 | INR Two Lakh Thirty Two Thousand Six Hundred & Forty Six and Paise Forty Three Only | 76781 |  |  |  | 77548.81
356 | Normal Edge Switch(Dlink/Allied telesis ) 8-Port Gigabit PoE Smart Managed Switch 2 Gigabit SFP Port | BI01010001010000000000000515BI0100001467 | 25 | No. | 16543.8 |  |  | Excess(+) | 1 | Full Conversion | INR | [40 empty] | 413595 | 413595 | INR Four Lakh Thirteen Thousand Five Hundred & Ninety Five Only | 16380 |  |  |  | 16543.8
357 | OFC ( Finolex/Molex ) 6F Single Mode ISI Marked Armoured OFC (Digilinks-Schneider or Equivalent) | BI01010001010000000000000515BI0100001468 | 8000 | Mtr | 34.34 |  |  | Excess(+) | 1 | Full Conversion | INR | [40 empty] | 274720 | 274720 | INR Two Lakh Seventy Four Thousand Seven Hundred & Twenty Only | 34 |  |  |  | 34.34
358 | SC-LC OFC Patch Cord(Dlink/Opti link/Molex) | BI01010001010000000000000515BI0100001469 | 50 | No. | 1391.78 |  |  | Excess(+) | 1 | Full Conversion | INR | [40 empty] | 69589 | 69589 | INR Sixty Nine Thousand Five Hundred & Eighty Nine Only | 1378 |  |  |  | 1391.78
359 | FO Transceiver (Extreme or Dlink/TP Link/Cisco) | BI01010001010000000000000515BI0100001470 | 50 | No. | 6341.79 |  |  | Excess(+) | 1 | Full Conversion | INR | [40 empty] | 317089.5 | 317089.5 | INR Three Lakh Seventeen Thousand &Eighty Nine and Paise Fifty Only | 6279 |  |  |  | 6341.79
360 | Network LIU (Dlink/TP Link) 12 Port Loaded LIU with Pigtail and Splice Tray | BI01010001010000000000000515BI0100001471 | 50 | No. | 7937.59 |  |  | Excess(+) | 1 | Full Conversion | INR | [40 empty] | 396879.5 | 396879.5 | INR Three Lakh Ninety Six Thousand Eight Hundred & Seventy Nine and Paise Fifty Only | 7859 |  |  |  | 7937.59
361 | Factory Fitted CAT6 Patch Cord(Dlink/OPTI Link) | BI01010001010000000000000515BI0100001472 | 50 | No. | 161.6 |  |  | Excess(+) | 1 | Full Conversion | INR | [40 empty] | 8080 | 8080 | INR Eight Thousand &Eighty Only | 160 |  |  |  | 161.6
362 | Cat6 UTP Cable(Finolex/Dlink/OPTP Link) | BI01010001010000000000000515BI0100001473 | 5000 | Mtr | 20.2 |  |  | Excess(+) | 1 | Full Conversion | INR | [40 empty] | 101000 | 101000 | INR One Lakh One Thousand Only | 20 |  |  |  | 20.2
363 | Outdoor Fibre Joint Enclosure Box | BI01010001010000000000000515BI0100001474 | 50 | No. | 275.73 |  |  | Excess(+) | 1 | Full Conversion | INR | [40 empty] | 13786.5 | 13786.5 | INR Thirteen Thousand Seven Hundred & Eighty Six and Paise Fifty Only | 273 |  |  |  | 275.73
364 | RJ 45 Connectors (Digilinks-Schneider or Equivalent), 100 per Box | BI01010001010000000000000515BI0100001475 | 5 | Box | 965.56 |  |  | Excess(+) | 1 | Full Conversion | INR | [40 empty] | 4827.8 | 4827.8 | INR Four Thousand Eight Hundred & Twenty Seven and Paise Eighty Only | 956 |  |  |  | 965.56
365 | ISI Marked HDPE Pipe 32 mm/28 mm Dia | BI01010001010000000000000515BI0100001476 | 5000 | Mtr | 96.96 |  |  | Excess(+) | 1 | Full Conversion | INR | [40 empty] | 484800 | 484800 | INR Four Lakh Eighty Four Thousand Eight Hundred Only | 96 |  |  |  | 96.96
366 | ISI Marked Conduit Pipe 1.5"Dia Conduit Pipe | BI01010001010000000000000515BI0100001477 | 5000 | Mtr | 61.61 |  |  | Excess(+) | 1 | Full Conversion | INR | [40 empty] | 308050 | 308050 | INR Three Lakh Eight Thousand &Fifty Only | 61 |  |  |  | 61.61
367 | 3 Core 1.5 sq mm FR Copper Armoured Power Cable (Finolex/Havells/Gloster) | BI01010001010000000000000515BI0100001478 | 5000 | Mtr | 192.91 |  |  | Excess(+) | 1 | Full Conversion | INR | [40 empty] | 964550 | 964550 | INR Nine Lakh Sixty Four Thousand Five Hundred & Fifty Only | 191 |  |  |  | 192.91
368 | 2 Core 1.5 sq mm Unarmoured Copper Power Cable (Finolex/Havells/Gloster)) | BI01010001010000000000000515BI0100001479 | 5000 | Mtr | 25.25 |  |  | Excess(+) | 1 | Full Conversion | INR | [40 empty] | 126250 | 126250 | INR One Lakh Twenty Six Thousand Two Hundred & Fifty Only | 25 |  |  |  | 25.25
369 | GI Stay Wire | BI01010001010000000000000515BI0100001480 | 5000 | Mtr | 61.61 |  |  | Excess(+) | 1 | Full Conversion | INR | [40 empty] | 308050 | 308050 | INR Three Lakh Eight Thousand &Fifty Only | 61 |  |  |  | 61.61
370 | Servers for VMS( DELL/HP ) Intel XEON E5-2609 v3 (6 core, 15MB Cache per processor), 32 GB RAM , 4x300 GB SAS, Integrated RAID (0,1,5,10) Gigabit Ethernet, Redundant Power supply, 3 Years onsite Warranty, Windows 2008 R2 or Windows 2012 or latest server edition OS from Microsoft or Ubuntu 14.04 LTS Operating system to be pre-installed as per quoted software requirement, along with DBMS software (MySQL /PostgreSQL/ MsSQL/Oracle) | BI01010001010000000000000515BI0100001481 | 2 | No. | 619378.46 |  |  | Excess(+) | 1 | Full Conversion | INR | [40 empty] | 1238756.92 | 1238756.92 | INR Twelve Lakh Thirty Eight Thousand Seven Hundred & Fifty Six and Paise Ninety Two Only | 613246 |  |  |  | 619378.46
371 | Unified Storage 32TB Usable capacity (Dell/HP or equivalent) | BI01010001010000000000000515BI0100001482 | 3 | No. | 262600 |  |  | Excess(+) | 1 | Full Conversion | INR | [40 empty] | 787800 | 787800 | INR Seven Lakh Eighty Seven Thousand Eight Hundred Only | 260000 |  |  |  | 262600
372 | Network Video Recorder (16 port) | BI01010001010000000000000515BI0100001483 | 20 | No. | 15150 |  |  | Excess(+) | 1 | Full Conversion | INR | [40 empty] | 303000 | 303000 | INR Three Lakh Three Thousand Only | 15000 |  |  |  | 15150
373 | Surveillance Hard Disk(4 TB) | BI01010001010000000000000515BI0100001484 | 20 | No. | 15150 |  |  | Excess(+) | 1 | Full Conversion | INR | [40 empty] | 303000 | 303000 | INR Three Lakh Three Thousand Only | 15000 |  |  |  | 15150
374 | 19U Network Rack with All Accessories Valrack/President | BI01010001010000000000000515BI0100001485 | 5 | No. | 17170 |  |  | Excess(+) | 1 | Full Conversion | INR | [40 empty] | 85850 | 85850 | INR Eighty Five Thousand Eight Hundred & Fifty Only | 17000 |  |  |  | 17170
375 | 4-Port USB KVM Switch Delink TP Link | BI01010001010000000000000515BI0100001486 | 5 | No. | 25250 |  |  | Excess(+) | 1 | Full Conversion | INR | [40 empty] | 126250 | 126250 | INR One Lakh Twenty Six Thousand Two Hundred & Fifty Only | 25000 |  |  |  | 25250
376 | Core Switch ( Allied/Cisco /Telesis) 24 x 10/100/1000BASE-T (RJ-45) Ports, 4 x 10GBASE-X SFP+ Ports | BI01010001010000000000000515BI0100001487 | 1 | No. | 524454.62 |  |  | Excess(+) | 1 | Full Conversion | INR | [40 empty] | 524454.62 | 524454.62 | INR Five Lakh Twenty Four Thousand Four Hundred & Fifty Four and Paise Sixty Two Only | 519262 |  |  |  | 524454.62
377 | 49" LED Monitor Dell/Samsung/LG | BI01010001010000000000000515BI0100001488 | 2 | No. | 65650 |  |  | Excess(+) | 1 | Full Conversion | INR | [40 empty] | 131300 | 131300 | INR One Lakh Thirty One Thousand Three Hundred Only | 65000 |  |  |  | 65650
378 | 22" LED Monitor Dell/Samsung/LG | BI01010001010000000000000515BI0100001489 | 2 | No. | 17183.6905 |  |  | Excess(+) | 1 | Full Conversion | INR | [40 empty] | 34367.3811 | 34367.3811 | INR Thirty Four Thousand Three Hundred & Sixty Seven and Paise Thirty Eight Only | 17013.555 |  |  |  | 17183.6905
379 | Client Workstation Dell/ HP | BI01010001010000000000000515BI0100001490 | 2 | No. | 104777.4 |  |  | Excess(+) | 1 | Full Conversion | INR | [40 empty] | 209554.8 | 209554.8 | INR Two Lakh Nine Thousand Five Hundred & Fifty Four and Paise Eighty Only | 103740 |  |  |  | 104777.4
380 | VMS Software (incl DBMS software)for installations &Camera License Videonetics/Mile stone | BI01010001010000000000000515BI0100001491 | 100 | No. | 6341.79 |  |  | Excess(+) | 1 | Full Conversion | INR | [40 empty] | 634179 | 634179 | INR Six Lakh Thirty Four Thousand One Hundred & Seventy Nine Only | 6279 |  |  |  | 6341.79
381 | VMS Software Server License Videonetics/Mile stone. | BI01010001010000000000000515BI0100001492 | 1 | No. | 79271.87 |  |  | Excess(+) | 1 | Full Conversion | INR | [40 empty] | 79271.87 | 79271.87 | INR Seventy Nine Thousand Two Hundred & Seventy One and Paise Eighty Seven Only | 78487 |  |  |  | 79271.87
382 | Uninterrupted Power Supply (6KVA) with 1hr Battery Backup with required nos. of battery IGBT Rectifier, Load crest factor : 3:1(comply with IEC 62040-3), Rated Power: 6KVA /4.8KW ( APC/ Vertiv ) | BI01010001010000000000000515BI0100001493 | 2 | No. | 123824.99 |  |  | Excess(+) | 1 | Full Conversion | INR | [40 empty] | 247649.98 | 247649.98 | INR Two Lakh Forty Seven Thousand Six Hundred & Forty Nine and Paise Ninety Eight Only | 122599 |  |  |  | 123824.99
383 | OFC Laying | BI01010001010000000000000515BI0100001494 | 8000 | Mtr | 27.27 |  |  | Excess(+) | 1 | Full Conversion | INR | [40 empty] | 218160 | 218160 | INR Two Lakh Eighteen Thousand One Hundred & Sixty Only | 27 |  |  |  | 27.27
384 | Cat6 UTP Cable Laying | BI01010001010000000000000515BI0100001495 | 5000 | Mtr | 14.14 |  |  | Excess(+) | 1 | Full Conversion | INR | [40 empty] | 70700 | 70700 | INR Seventy Thousand Seven Hundred Only | 14 |  |  |  | 14.14
385 | Pipe Laying | BI01010001010000000000000515BI0100001496 | 10000 | Mtr | 14.14 |  |  | Excess(+) | 1 | Full Conversion | INR | [40 empty] | 141400 | 141400 | INR One Lakh Forty One Thousand Four Hundred Only | 14 |  |  |  | 14.14
386 | Camera Fixing | BI01010001010000000000000515BI0100001497 | 243 | No. | 226.24 |  |  | Excess(+) | 1 | Full Conversion | INR | [40 empty] | 54976.32 | 54976.32 | INR Fifty Four Thousand Nine Hundred & Seventy Six and Paise Thirty Two Only | 224 |  |  |  | 226.24
387 | Rack Installation | BI01010001010000000000000515BI0100001498 | 1 | No. | 528.23 |  |  | Excess(+) | 1 | Full Conversion | INR | [40 empty] | 528.23 | 528.23 | INR Five Hundred & Twenty Eight and Paise Twenty Three Only | 523 |  |  |  | 528.23
388 | Power Cable Laying 3x1.5 Sq mm Copper pvc cable and according to load capacity as per I.E.Rules. | BI01010001010000000000000515BI0100001499 | 10000 | Mtr | 28.28 |  |  | Excess(+) | 1 | Full Conversion | INR | [40 empty] | 282800 | 282800 | INR Two Lakh Eighty Two Thousand Eight Hundred Only | 28 |  |  |  | 28.28
389 | Electrical Job Charges | BI01010001010000000000000515BI0100001500 | 30 | No. | 452.48 |  |  | Excess(+) | 1 | Full Conversion | INR | [40 empty] | 13574.4 | 13574.4 | INR Thirteen Thousand Five Hundred & Seventy Four and Paise Forty Only | 448 |  |  |  | 452.48
390 | UPS Installation | BI01010001010000000000000515BI0100001501 | 2 | No. | 7549.75 |  |  | Excess(+) | 1 | Full Conversion | INR | [40 empty] | 15099.5 | 15099.5 | INR Fifteen Thousand &Ninety Nine and Paise Fifty Only | 7475 |  |  |  | 7549.75
391 | AC Installation | BI01010001010000000000000515BI0100001502 | 1 | Job | 10100 |  |  | Excess(+) | 1 | Full Conversion | INR | [40 empty] | 10100 | 10100 | INR Ten Thousand One Hundred Only | 10000 |  |  |  | 10100
392 | LAN and Intercom Installation Supply, fixing, testing and commissioning of Krone type telephone tag box of following rating covered with acrylic sheet on wall. 100 pair | BI01010001010000000000000515BI0100001503 | 4 | No. | 3232 |  |  | Excess(+) | 1 | Full Conversion | INR | [40 empty] | 12928 | 12928 | INR Twelve Thousand Nine Hundred & Twenty Eight Only | 3200 |  |  |  | 3232
393 | Supply, fixing, testing and commissioning of Krone type telephone tag box of following rating covered with acrylic sheet on wall. 50 Pair | BI01010001010000000000000515BI0100001504 | 8 | No. | 1616 |  |  | Excess(+) | 1 | Full Conversion | INR | [40 empty] | 12928 | 12928 | INR Twelve Thousand Nine Hundred & Twenty Eight Only | 1600 |  |  |  | 1616
394 | Supply & laying of 50 pair Telephone cables (0.5 mm dia) PVC sheathed armoured copper telephone cable through prelaid flexible PVC conduit (ISI marked on conduit surface) including termination and all other accessaries etc. as required to be completed in all respect. | BI01010001010000000000000515BI0100001505 | 600 | R.Mt | 651.45 |  |  | Excess(+) | 1 | Full Conversion | INR | [40 empty] | 390870 | 390870 | INR Three Lakh Ninety Thousand Eight Hundred & Seventy Only | 645 |  |  |  | 651.45
395 | Supply & wiring of telephone points with 0.5mm dia 2-pair tinned copper conductor PVC insulated Telephone cable in prelaid flexible PVC conduit (ISI marked on conduit surface) from telephone outlet / tag box to tag box telephone junction box complete with interconnection and all other accessaries etc. as required. | BI01010001010000000000000515BI0100001506 | 8000 | R.Mt | 30.3 |  |  | Excess(+) | 1 | Full Conversion | INR | [40 empty] | 242400 | 242400 | INR Two Lakh Forty Two Thousand Four Hundred Only | 30 |  |  |  | 30.3
396 | Supply, fixing, testing and commissioning of modular type RJ-11 shuttered Telephone socket double lines including M.S. box with front plate recessed in wall or partition interconnection and making good the damages. | BI01010001010000000000000515BI0100001507 | 140 | Nos. | 111.1 |  |  | Excess(+) | 1 | Full Conversion | INR | [40 empty] | 15554 | 15554 | INR Fifteen Thousand Five Hundred & Fifty Four Only | 110 |  |  |  | 111.1
397 | Supply & laying of jelly flooded, aluminium foil and aluminium wire braided polyethylene foam insulated overall PVC sheathed Co-axial cable (RG 11/CAT6) in pre-laid rigid PVC conduit (ISI marked on conduit surface) from television outlet to junction box complete with interconnection and all other accessories etc. as required. WIRING : CAT6/CAT5E TELEVISION CABLE | BI01010001010000000000000515BI0100001508 | 7500 | R.Mt | 65.65 |  |  | Excess(+) | 1 | Full Conversion | INR | [40 empty] | 492375 | 492375 | INR Four Lakh Ninety Two Thousand Three Hundred & Seventy Five Only | 65 |  |  |  | 65.65
398 | Supplying & Fixing GI Modular Switch Board of the following sizes complete with top cover plate flushed in wall for housing the board after cutting the brick wall incl. making earthing attachment, painting and mending good damages to building works(pwd 2014,E-17,2a) 2 Module | BI01010001010000000000000515BI0100001509 | 300 | Nos. | 194.93 |  |  | Excess(+) | 1 | Full Conversion | INR | [40 empty] | 58479 | 58479 | INR Fifty Eight Thousand Four Hundred & Seventy Nine Only | 193 |  |  |  | 194.93
399 | Supplying armoured 2 pair telephone cable | BI01010001010000000000000515BI0100001510 | 1000 | R.Mt | 47.47 |  |  | Excess(+) | 1 | Full Conversion | INR | [40 empty] | 47470 | 47470 | INR Forty Seven Thousand Four Hundred & Seventy Only | 47 |  |  |  | 47.47
400 | Laying of cable as below, on existing Cable Tray and binding with suitable size GI wire.(pwd 2014,F-3,6i) Up to 50 sqmm Termination telephone cable | BI01010001010000000000000515BI0100001511 | 140 | Nos. | 25.25 |  |  | Excess(+) | 1 | Full Conversion | INR | [40 empty] | 3535 | 3535 | INR Three Thousand Five Hundred & Thirty Five Only | 25 |  |  |  | 25.25
401 | supply RJ 11 modular socket with front plate | BI01010001010000000000000515BI0100001512 | 140 | Nos. | 300.98 |  |  | Excess(+) | 1 | Full Conversion | INR | [40 empty] | 42137.2 | 42137.2 | INR Forty Two Thousand One Hundred & Thirty Seven and Paise Twenty Only | 298 |  |  |  | 300.98
402 | supply RJ 11 modular socket | BI01010001010000000000000515BI0100001513 | 140 | Nos. | 190.89 |  |  | Excess(+) | 1 | Full Conversion | INR | [40 empty] | 26724.6 | 26724.6 | INR Twenty Six Thousand Seven Hundred & Twenty Four and Paise Sixty Only | 189 |  |  |  | 190.89
403 | supply RJ 45 modular socket | BI01010001010000000000000515BI0100001514 | 150 | Nos. | 693.87 |  |  | Excess(+) | 1 | Full Conversion | INR | [40 empty] | 104080.5 | 104080.5 | INR One Lakh Four Thousand &Eighty and Paise Fifty Only | 687 |  |  |  | 693.87
404 | Supplying and fixing polythene pipe complete with fittings as necy. under ceiling/beam, bound with 22 SWG GI binding wire incl. supplying and drawing 1x18 SWG GI Wire as fish wire inside the pipes and fittings and providing 50 mm dia disc of MS sheet (20 SWG) having colour paint at one face fastened at the load point end of the polythene pipe with fish wire (synchronizing with roof/beam casting work of building construction 25mm dia 3mm thick Polythene Pipe | BI01010001010000000000000515BI0100001515 | 8000 | R.Mt | 57.2165 |  |  | Excess(+) | 1 | Full Conversion | INR | [40 empty] | 457732 | 457732 | INR Four Lakh Fifty Seven Thousand Seven Hundred & Thirty Two Only | 56.65 |  |  |  | 57.2165
405 | Cutting channel of 43 mm x 43 mm size on masonry wall incl S&F heavy gauge polythene pipe dia as stated below, by means of iron hooks and supplying and drawing 18 SWG GI Wire as fish wire incl. mending good damages to building works 25 mm dia 3 mm thick polythene pipe with 1x14 SWG GI earth continuity wire | BI01010001010000000000000515BI0100001516 | 2000 | R.Mt | 123.7957 |  |  | Excess(+) | 1 | Full Conversion | INR | [40 empty] | 247591.4 | 247591.4 | INR Two Lakh Forty Seven Thousand Five Hundred & Ninety One and Paise Forty Only | 122.57 |  |  |  | 123.7957
406 | Supplying and fixing PVC casing-capping on wall or ceiling, incl. necy. PVC fittings etc. and mending good damages to building works(pwd 2014,E-13,10b) 25x10mm Size | BI01010001010000000000000515BI0100001517 | 200 | Nos. | 40.4 |  |  | Excess(+) | 1 | Full Conversion | INR | [40 empty] | 8080 | 8080 | INR Eight Thousand &Eighty Only | 40 |  |  |  | 40.4
407 | Supplying & Fixing sheet metal inspection box (16 SWG) of the following sizes flushed in wall by housing the same after cutting brick wall incl. making earthing attachment, painting and mending good damages to building works(pwd 2014,E-4,11a) 100 mm x 100 mm x 65 mm | BI01010001010000000000000515BI0100001518 | 100 | Nos. | 115.14 |  |  | Excess(+) | 1 | Full Conversion | INR | [40 empty] | 11514 | 11514 | INR Eleven Thousand Five Hundred & Fourteen Only | 114 |  |  |  | 115.14
408 | Laying of one No. cable upto 35 sqmm in underground trench 460 mm wide x 760 mm average depth, with brick protection on the top of the cable with 8 (eight) Nos. bricks per metre, including filling the space between the brick & cable and also the trench with shifted soil, leveling up and restoring surface duly rammed(pwd 2014,f-2,1a) | BI01010001010000000000000515BI0100001519 | 1000 | Nos. | 171.7 |  |  | Excess(+) | 1 | Full Conversion | INR | [40 empty] | 171700 | 171700 | INR One Lakh Seventy One Thousand Seven Hundred Only | 170 |  |  |  | 171.7
409 | Laying of one cable upto 150 sqmm through existing covered masonry trench incl. taking out RC covers, setting them in order, mending good the damages filling the trench with fine dry sand incl. supplying sand(pwd 2014,f-3,4a) | BI01010001010000000000000515BI0100001520 | 500 | Nos. | 96.96 |  |  | Excess(+) | 1 | Full Conversion | INR | [40 empty] | 48480 | 48480 | INR Forty Eight Thousand Four Hundred & Eighty Only | 96 |  |  |  | 96.96
410 | supplying and installation of 10 pair krone box | BI01010001010000000000000515BI0100001521 | 10 | Nos. | 1414 |  |  | Excess(+) | 1 | Full Conversion | INR | [40 empty] | 14140 | 14140 | INR Fourteen Thousand One Hundred & Forty Only | 1400 |  |  |  | 1414
411 | Telephone set | BI01010001010000000000000515BI0100001522 | 140 | Nos. | 1010 |  |  | Excess(+) | 1 | Full Conversion | INR | [40 empty] | 141400 | 141400 | INR One Lakh Forty One Thousand Four Hundred Only | 1000 |  |  |  | 1010
412 | 8 Port GigabitEthernet Layer 2 Switch with Fiber Optic ports : CISCO, Dlink, Juniper or equivalent | BI01010001010000000000000515BI0100001523 | 12 | Nos. | 45703.51 |  |  | Excess(+) | 1 | Full Conversion | INR | [40 empty] | 548442.12 | 548442.12 | INR Five Lakh Forty Eight Thousand Four Hundred & Forty Two and Paise Twelve Only | 45251 |  |  |  | 45703.51
413 | 24 Port GigabitEthernet Layer 2 Switch with Fiber Optic ports : CISCO, Dlink, Juniper or equivalent | BI01010001010000000000000515BI0100001524 | 1 | Nos. | 63354.27 |  |  | Excess(+) | 1 | Full Conversion | INR | [40 empty] | 63354.27 | 63354.27 | INR Sixty Three Thousand Three Hundred & Fifty Four and Paise Twenty Seven Only | 62727 |  |  |  | 63354.27
414 | 48 Port GigabitEthernet Layer 2 Switch with Fiber Optic ports : CISCO, Dlink, Juniper or equivalent | BI01010001010000000000000515BI0100001525 | 2 | Nos. | 86621.64 |  |  | Excess(+) | 1 | Full Conversion | INR | [40 empty] | 173243.28 | 173243.28 | INR One Lakh Seventy Three Thousand Two Hundred & Forty Three and Paise Twenty Eight Only | 85764 |  |  |  | 86621.64
415 | 8 Port Hub repeater - Dlink, Netgear or equivalent | BI01010001010000000000000515BI0100001526 | 8 | Nos. | 1770.53 |  |  | Excess(+) | 1 | Full Conversion | INR | [40 empty] | 14164.24 | 14164.24 | INR Fourteen Thousand One Hundred & Sixty Four and Paise Twenty Four Only | 1753 |  |  |  | 1770.53
416 | 24 Port GigabitEthernet managed Switch with Fiber Optic ports : CISCO, Dlink, Juniper ,zyxel or equivalent | BI01010001010000000000000515BI0100001527 | 1 | Nos. | 83689.61 |  |  | Excess(+) | 1 | Full Conversion | INR | [40 empty] | 83689.61 | 83689.61 | INR Eighty Three Thousand Six Hundred & Eighty Nine and Paise Sixty One Only | 82861 |  |  |  | 83689.61
417 | Cisco, Fortinet or Juniper Firewall with 8 copper Gigabit Ethernet data ports, 1 copper Gigabit Ethernet management port, 1 AC power supply, Active/Active High Availability, 2 security contexts, 3DES/AES license | BI01010001010000000000000515BI0100001528 | 1 | Nos. | 690750.11 |  |  | Excess(+) | 1 | Full Conversion | INR | [40 empty] | 690750.11 | 690750.11 | INR Six Lakh Ninety Thousand Seven Hundred & Fifty and Paise Eleven Only | 683911 |  |  |  | 690750.11
418 | Jack Pannel 24 Port : Dlink/Molex or equivalent. | BI01010001010000000000000515BI0100001529 | 8 | Nos. | 6060 |  |  | Excess(+) | 1 | Full Conversion | INR | [40 empty] | 48480 | 48480 | INR Forty Eight Thousand Four Hundred & Eighty Only | 6000 |  |  |  | 6060
419 | 12 U Rack : Valrack/APW or equivalent | BI01010001010000000000000515BI0100001530 | 2 | Nos. | 15150 |  |  | Excess(+) | 1 | Full Conversion | INR | [40 empty] | 30300 | 30300 | INR Thirty Thousand Three Hundred Only | 15000 |  |  |  | 15150
420 | 22 U Rack : Valrack/APW or equivalent | BI01010001010000000000000515BI0100001531 | 1 | Nos. | 30300 |  |  | Excess(+) | 1 | Full Conversion | INR | [40 empty] | 30300 | 30300 | INR Thirty Thousand Three Hundred Only | 30000 |  |  |  | 30300
421 | 6 U Rack : Valrack/APW or equivalent | BI01010001010000000000000515BI0100001532 | 5 | Nos. | 10100 |  |  | Excess(+) | 1 | Full Conversion | INR | [40 empty] | 50500 | 50500 | INR Fifty Thousand Five Hundred Only | 10000 |  |  |  | 10100
422 | 1 mtr CAT 6 Patch cord : Dlink/Molex or equivalent | BI01010001010000000000000515BI0100001533 | 150 | Nos. | 303 |  |  | Excess(+) | 1 | Full Conversion | INR | [40 empty] | 45450 | 45450 | INR Forty Five Thousand Four Hundred & Fifty Only | 300 |  |  |  | 303
423 | UPS 1.1 KVA -Microtech or equivalent | BI01010001010000000000000515BI0100001534 | 10 | Nos. | 9090 |  |  | Excess(+) | 1 | Full Conversion | INR | [40 empty] | 90900 | 90900 | INR Ninety Thousand Nine Hundred Only | 9000 |  |  |  | 9090
424 | Optical Fiber Single mode 6 Core Armoured | BI01010001010000000000000515BI0100001535 | 2000 | Nos. | 122.21 |  |  | Excess(+) | 1 | Full Conversion | INR | [40 empty] | 244420 | 244420 | INR Two Lakh Forty Four Thousand Four Hundred & Twenty Only | 121 |  |  |  | 122.21
425 | Fiber Optic Patch Cable - Single mode Duplex 50/125 - LC/LC - 5 m | BI01010001010000000000000515BI0100001536 | 5 | Nos. | 1907.89 |  |  | Excess(+) | 1 | Full Conversion | INR | [40 empty] | 9539.45 | 9539.45 | INR Nine Thousand Five Hundred & Thirty Nine and Paise Forty Five Only | 1889 |  |  |  | 1907.89
426 | Fiber Optic Patch Cable - Single mode Duplex 50/125 - LC/LC - 10 m | BI01010001010000000000000515BI0100001537 | 5 | Nos. | 2438.14 |  |  | Excess(+) | 1 | Full Conversion | INR | [40 empty] | 12190.7 | 12190.7 | INR Twelve Thousand One Hundred & Ninety and Paise Seventy Only | 2414 |  |  |  | 2438.14
427 | Transceivers (SFP) LC 1Gig LC | BI01010001010000000000000515BI0100001538 | 10 | Nos. | 19076.88 |  |  | Excess(+) | 1 | Full Conversion | INR | [40 empty] | 190768.8 | 190768.8 | INR One Lakh Ninety Thousand Seven Hundred & Sixty Eight and Paise Eighty Only | 18888 |  |  |  | 19076.88
428 | LIU (Fiber Panel) 48 port | BI01010001010000000000000515BI0100001539 | 1 | Nos. | 10100 |  |  | Excess(+) | 1 | Full Conversion | INR | [40 empty] | 10100 | 10100 | INR Ten Thousand One Hundred Only | 10000 |  |  |  | 10100
429 | LIU (Fiber Panel) 6 port | BI01010001010000000000000515BI0100001540 | 8 | Nos. | 5050 |  |  | Excess(+) | 1 | Full Conversion | INR | [40 empty] | 40400 | 40400 | INR Forty Thousand Four Hundred Only | 5000 |  |  |  | 5050
430 | LC Fiber Optic Pigtail | BI01010001010000000000000515BI0100001541 | 50 | Nos. | 1599.84 |  |  | Excess(+) | 1 | Full Conversion | INR | [40 empty] | 79992 | 79992 | INR Seventy Nine Thousand Nine Hundred & Ninety Two Only | 1584 |  |  |  | 1599.84
431 | EPABX Box | BI01010001010000000000000515BI0100001542 | 1 | Nos. | 303000 |  |  | Excess(+) | 1 | Full Conversion | INR | [40 empty] | 303000 | 303000 | INR Three Lakh Three Thousand Only | 300000 |  |  |  | 303000
432 | Rack fixing charge | BI01010001010000000000000515BI0100001543 | 3 | Nos. | 1010 |  |  | Excess(+) | 1 | Full Conversion | INR | [40 empty] | 3030 | 3030 | INR Three Thousand &Thirty Only | 1000 |  |  |  | 1010
433 | Termination cat6 | BI01010001010000000000000515BI0100001544 | 150 | Nos. | 80.8 |  |  | Excess(+) | 1 | Full Conversion | INR | [40 empty] | 12120 | 12120 | INR Twelve Thousand One Hundred & Twenty Only | 80 |  |  |  | 80.8
434 | Fire Alarm System SITC of Analog Addressable 1 Loop Main Fire Alarm Control Panel with LCD Display along with Battery, Battery Charger all accessories. with 100 character Backlight LCD display,lamp test feature complete with integral power and battery charger, potential free contacts for both fire and fault and all accessories ( Make: Honeywell/Apollo/Bosch/cooper) ( Make: GST ) | BI01010001010000000000000515BI0100001545 | 5 | Nos | 75750 |  |  | Excess(+) | 1 | Full Conversion | INR | [40 empty] | 378750 | 378750 | INR Three Lakh Seventy Eight Thousand Seven Hundred & Fifty Only | 75000 |  |  |  | 75750
435 | SITC ofAnalog Addressable type optical Smoke detector with mounting based and all other required accessories ( Make: Honeywell/Apollo/Bosch/cooper) | BI01010001010000000000000515BI0100001546 | 190 | Nos | 4024.85 |  |  | Excess(+) | 1 | Full Conversion | INR | [40 empty] | 764721.5 | 764721.5 | INR Seven Lakh Sixty Four Thousand Seven Hundred & Twenty One and Paise Fifty Only | 3985 |  |  |  | 4024.85
436 | SITCAnalog Addressable of Hooter cum sounder with all accessories. Electronic hooter cum sounder with mounted base and light indicator ( Make: Honeywell/Apollo/Bosch/cooper) | BI01010001010000000000000515BI0100001547 | 20 | Nos | 6355.93 |  |  | Excess(+) | 1 | Full Conversion | INR | [40 empty] | 127118.6 | 127118.6 | INR One Lakh Twenty Seven Thousand One Hundred & Eighteen and Paise Sixty Only | 6293 |  |  |  | 6355.93
437 | SITC of Analog Addressable Manual call Point with all accessories an integrallyMounted addressable module with all other required accessories ( Make: Honeywell/Apollo/Bosch/cooper) | BI01010001010000000000000515BI0100001548 | 40 | Nos | 4949 |  |  | Excess(+) | 1 | Full Conversion | INR | [40 empty] | 197960 | 197960 | INR One Lakh Ninety Seven Thousand Nine Hundred & Sixty Only | 4900 |  |  |  | 4949
438 | Supply & drawing of 2c x 1.5 sq. Mm twisted copper FR, Shielded cable fix on the conceal (Make: Finnolex /Havells) | BI01010001010000000000000515BI0100001549 | 4000 | Mtrs | 66.66 |  |  | Excess(+) | 1 | Full Conversion | INR | [40 empty] | 266640 | 266640 | INR Two Lakh Sixty Six Thousand Six Hundred & Forty Only | 66 |  |  |  | 66.66
439 | Supply, and fixing of PVC conduits in following sizes including cost of junction boxes,bends,elbows sockets,tees etc.(Make Precision) | BI01010001010000000000000515BI0100001550 | 4000 | Mtrs | 57.57 |  |  | Excess(+) | 1 | Full Conversion | INR | [40 empty] | 230280 | 230280 | INR Two Lakh Thirty Thousand Two Hundred & Eighty Only | 57 |  |  |  | 57.57
440 | SITC of Response Indicator for all detectors located above false Ceiling ( Reputed make) | BI01010001010000000000000515BI0100001551 | 200 | Nos | 151.5 |  |  | Excess(+) | 1 | Full Conversion | INR | [40 empty] | 30300 | 30300 | INR Thirty Thousand Three Hundred Only | 150 |  |  |  | 151.5
Total in Figures | [51 empty] | 156304122.5729 | 123859429.5134 | INR Twelve Crore Thirty Eight Lakh Fifty Nine Thousand Four Hundred & Twenty Nine and Paise Fifty One Only
Quoted Rate in Figures |  |  |  | Select | [47 empty] | 0 | 0 | INR Zero Only
Quoted Rate in Words |  | INR Zero Only
Note on K14: gepadmin: 1. If you choose "Full Conversion" then Column BA (AMOUNT) and Column BB (TAXES) BOTH values will be convert based on selected Currency in (Column L). 2. If you choose "Partial Conversion" then Column BA (AMOUNT) only will be converted based on selected currency (Column L) and Column BB (TAXES) value (INR) will be added to the converted values.
Note on K17: gepadmin: 1. If you choose "Full Conversion" then Column BA (AMOUNT) and Column BB (TAXES) BOTH values will be convert based on selected Currency in (Column L). 2. If you choose "Partial Conversion" then Column BA (AMOUNT) only will be converted based on selected currency (Column L) and Column BB (TAXES) value (INR) will be added to the converted values.
Note on K18: gepadmin: 1. If you choose "Full Conversion" then Column BA (AMOUNT) and Column BB (TAXES) BOTH values will be convert based on selected Currency in (Column L). 2. If you choose "Partial Conversion" then Column BA (AMOUNT) only will be converted based on selected currency (Column L) and Column BB (TAXES) value (INR) will be added to the converted values.
Note on K13: gepadmin: 1. If you choose "Full Conversion" then Column BA (AMOUNT) and Column BB (TAXES) BOTH values will be convert based on selected Currency in (Column L). 2. If you choose "Partial Conversion" then Column BA (AMOUNT) only will be converted based on selected currency (Column L) and Column BB (TAXES) value (INR) will be added to the converted values.
Note on K16: gepadmin: 1. If you choose "Full Conversion" then Column BA (AMOUNT) and Column BB (TAXES) BOTH values will be convert based on selected Currency in (Column L). 2. If you choose "Partial Conversion" then Column BA (AMOUNT) only will be converted based on selected currency (Column L) and Column BB (TAXES) value (INR) will be added to the converted values.
Note on K33: gepadmin: 1. If you choose "Full Conversion" then Column BA (AMOUNT) and Column BB (TAXES) BOTH values will be convert based on selected Currency in (Column L). 2. If you choose "Partial Conversion" then Column BA (AMOUNT) only will be converted based on selected currency (Column L) and Column BB (TAXES) value (INR) will be added to the converted values.
Note on K61: gepadmin: 1. If you choose "Full Conversion" then Column BA (AMOUNT) and Column BB (TAXES) BOTH values will be convert based on selected Currency in (Column L). 2. If you choose "Partial Conversion" then Column BA (AMOUNT) only will be converted based on selected currency (Column L) and Column BB (TAXES) value (INR) will be added to the converted values.
Note on K62: gepadmin: 1. If you choose "Full Conversion" then Column BA (AMOUNT) and Column BB (TAXES) BOTH values will be convert based on selected Currency in (Column L). 2. If you choose "Partial Conversion" then Column BA (AMOUNT) only will be converted based on selected currency (Column L) and Column BB (TAXES) value (INR) will be added to the converted values.
Note on K83: gepadmin: 1. If you choose "Full Conversion" then Column BA (AMOUNT) and Column BB (TAXES) BOTH values will be convert based on selected Currency in (Column L). 2. If you choose "Partial Conversion" then Column BA (AMOUNT) only will be converted based on selected currency (Column L) and Column BB (TAXES) value (INR) will be added to the converted values.
Note on K54: gepadmin: 1. If you choose "Full Conversion" then Column BA (AMOUNT) and Column BB (TAXES) BOTH values will be convert based on selected Currency in (Column L). 2. If you choose "Partial Conversion" then Column BA (AMOUNT) only will be converted based on selected currency (Column L) and Column BB (TAXES) value (INR) will be added to the converted values.
Note on K95: gepadmin: 1. If you choose "Full Conversion" then Column BA (AMOUNT) and Column BB (TAXES) BOTH values will be convert based on selected Currency in (Column L). 2. If you choose "Partial Conversion" then Column BA (AMOUNT) only will be converted based on selected currency (Column L) and Column BB (TAXES) value (INR) will be added to the converted values.
Note on K25: gepadmin: 1. If you choose "Full Conversion" then Column BA (AMOUNT) and Column BB (TAXES) BOTH values will be convert based on selected Currency in (Column L). 2. If you choose "Partial Conversion" then Column BA (AMOUNT) only will be converted based on selected currency (Column L) and Column BB (TAXES) value (INR) will be added to the converted values.
Note on K35: gepadmin: 1. If you choose "Full Conversion" then Column BA (AMOUNT) and Column BB (TAXES) BOTH values will be convert based on selected Currency in (Column L). 2. If you choose "Partial Conversion" then Column BA (AMOUNT) only will be converted based on selected currency (Column L) and Column BB (TAXES) value (INR) will be added to the converted values.
Note on K37: gepadmin: 1. If you choose "Full Conversion" then Column BA (AMOUNT) and Column BB (TAXES) BOTH values will be convert based on selected Currency in (Column L). 2. If you choose "Partial Conversion" then Column BA (AMOUNT) only will be converted based on selected currency (Column L) and Column BB (TAXES) value (INR) will be added to the converted values.
Note on K40: gepadmin: 1. If you choose "Full Conversion" then Column BA (AMOUNT) and Column BB (TAXES) BOTH values will be convert based on selected Currency in (Column L). 2. If you choose "Partial Conversion" then Column BA (AMOUNT) only will be converted based on selected currency (Column L) and Column BB (TAXES) value (INR) will be added to the converted values.
Note on K42: gepadmin: 1. If you choose "Full Conversion" then Column BA (AMOUNT) and Column BB (TAXES) BOTH values will be convert based on selected Currency in (Column L). 2. If you choose "Partial Conversion" then Column BA (AMOUNT) only will be converted based on selected currency (Column L) and Column BB (TAXES) value (INR) will be added to the converted values.
Note on K44: gepadmin: 1. If you choose "Full Conversion" then Column BA (AMOUNT) and Column BB (TAXES) BOTH values will be convert based on selected Currency in (Column L). 2. If you choose "Partial Conversion" then Column BA (AMOUNT) only will be converted based on selected currency (Column L) and Column BB (TAXES) value (INR) will be added to the converted values.
Note on K46: gepadmin: 1. If you choose "Full Conversion" then Column BA (AMOUNT) and Column BB (TAXES) BOTH values will be convert based on selected Currency in (Column L). 2. If you choose "Partial Conversion" then Column BA (AMOUNT) only will be converted based on selected currency (Column L) and Column BB (TAXES) value (INR) will be added to the converted values.
Note on K48: gepadmin: 1. If you choose "Full Conversion" then Column BA (AMOUNT) and Column BB (TAXES) BOTH values will be convert based on selected Currency in (Column L). 2. If you choose "Partial Conversion" then Column BA (AMOUNT) only will be converted based on selected currency (Column L) and Column BB (TAXES) value (INR) will be added to the converted values.
Note on K101: gepadmin: 1. If you choose "Full Conversion" then Column BA (AMOUNT) and Column BB (TAXES) BOTH values will be convert based on selected Currency in (Column L). 2. If you choose "Partial Conversion" then Column BA (AMOUNT) only will be converted based on selected currency (Column L) and Column BB (TAXES) value (INR) will be added to the converted values.
Note on K120: gepadmin: 1. If you choose "Full Conversion" then Column BA (AMOUNT) and Column BB (TAXES) BOTH values will be convert based on selected Currency in (Column L). 2. If you choose "Partial Conversion" then Column BA (AMOUNT) only will be converted based on selected currency (Column L) and Column BB (TAXES) value (INR) will be added to the converted values.
Note on K21: gepadmin: 1. If you choose "Full Conversion" then Column BA (AMOUNT) and Column BB (TAXES) BOTH values will be convert based on selected Currency in (Column L). 2. If you choose "Partial Conversion" then Column BA (AMOUNT) only will be converted based on selected currency (Column L) and Column BB (TAXES) value (INR) will be added to the converted values.
Note on K128: gepadmin: 1. If you choose "Full Conversion" then Column BA (AMOUNT) and Column BB (TAXES) BOTH values will be convert based on selected Currency in (Column L). 2. If you choose "Partial Conversion" then Column BA (AMOUNT) only will be converted based on selected currency (Column L) and Column BB (TAXES) value (INR) will be added to the converted values.
Note on K156: gepadmin: 1. If you choose "Full Conversion" then Column BA (AMOUNT) and Column BB (TAXES) BOTH values will be convert based on selected Currency in (Column L). 2. If you choose "Partial Conversion" then Column BA (AMOUNT) only will be converted based on selected currency (Column L) and Column BB (TAXES) value (INR) will be added to the converted values.
Note on K141: gepadmin: 1. If you choose "Full Conversion" then Column BA (AMOUNT) and Column BB (TAXES) BOTH values will be convert based on selected Currency in (Column L). 2. If you choose "Partial Conversion" then Column BA (AMOUNT) only will be converted based on selected currency (Column L) and Column BB (TAXES) value (INR) will be added to the converted values.
Note on K24: gepadmin: 1. If you choose "Full Conversion" then Column BA (AMOUNT) and Column BB (TAXES) BOTH values will be convert based on selected Currency in (Column L). 2. If you choose "Partial Conversion" then Column BA (AMOUNT) only will be converted based on selected currency (Column L) and Column BB (TAXES) value (INR) will be added to the converted values.
Note on K20: gepadmin: 1. If you choose "Full Conversion" then Column BA (AMOUNT) and Column BB (TAXES) BOTH values will be convert based on selected Currency in (Column L). 2. If you choose "Partial Conversion" then Column BA (AMOUNT) only will be converted based on selected currency (Column L) and Column BB (TAXES) value (INR) will be added to the converted values.
Note on K29: gepadmin: 1. If you choose "Full Conversion" then Column BA (AMOUNT) and Column BB (TAXES) BOTH values will be convert based on selected Currency in (Column L). 2. If you choose "Partial Conversion" then Column BA (AMOUNT) only will be converted based on selected currency (Column L) and Column BB (TAXES) value (INR) will be added to the converted values.
Note on K34: gepadmin: 1. If you choose "Full Conversion" then Column BA (AMOUNT) and Column BB (TAXES) BOTH values will be convert based on selected Currency in (Column L). 2. If you choose "Partial Conversion" then Column BA (AMOUNT) only will be converted based on selected currency (Column L) and Column BB (TAXES) value (INR) will be added to the converted values.
Note on K49: gepadmin: 1. If you choose "Full Conversion" then Column BA (AMOUNT) and Column BB (TAXES) BOTH values will be convert based on selected Currency in (Column L). 2. If you choose "Partial Conversion" then Column BA (AMOUNT) only will be converted based on selected currency (Column L) and Column BB (TAXES) value (INR) will be added to the converted values.
Note on K58: gepadmin: 1. If you choose "Full Conversion" then Column BA (AMOUNT) and Column BB (TAXES) BOTH values will be convert based on selected Currency in (Column L). 2. If you choose "Partial Conversion" then Column BA (AMOUNT) only will be converted based on selected currency (Column L) and Column BB (TAXES) value (INR) will be added to the converted values.
Note on K78: gepadmin: 1. If you choose "Full Conversion" then Column BA (AMOUNT) and Column BB (TAXES) BOTH values will be convert based on selected Currency in (Column L). 2. If you choose "Partial Conversion" then Column BA (AMOUNT) only will be converted based on selected currency (Column L) and Column BB (TAXES) value (INR) will be added to the converted values.
Note on K89: gepadmin: 1. If you choose "Full Conversion" then Column BA (AMOUNT) and Column BB (TAXES) BOTH values will be convert based on selected Currency in (Column L). 2. If you choose "Partial Conversion" then Column BA (AMOUNT) only will be converted based on selected currency (Column L) and Column BB (TAXES) value (INR) will be added to the converted values.
Note on K105: gepadmin: 1. If you choose "Full Conversion" then Column BA (AMOUNT) and Column BB (TAXES) BOTH values will be convert based on selected Currency in (Column L). 2. If you choose "Partial Conversion" then Column BA (AMOUNT) only will be converted based on selected currency (Column L) and Column BB (TAXES) value (INR) will be added to the converted values.
Note on K122: gepadmin: 1. If you choose "Full Conversion" then Column BA (AMOUNT) and Column BB (TAXES) BOTH values will be convert based on selected Currency in (Column L). 2. If you choose "Partial Conversion" then Column BA (AMOUNT) only will be converted based on selected currency (Column L) and Column BB (TAXES) value (INR) will be added to the converted values.
Note on K131: gepadmin: 1. If you choose "Full Conversion" then Column BA (AMOUNT) and Column BB (TAXES) BOTH values will be convert based on selected Currency in (Column L). 2. If you choose "Partial Conversion" then Column BA (AMOUNT) only will be converted based on selected currency (Column L) and Column BB (TAXES) value (INR) will be added to the converted values.
Note on K132: gepadmin: 1. If you choose "Full Conversion" then Column BA (AMOUNT) and Column BB (TAXES) BOTH values will be convert based on selected Currency in (Column L). 2. If you choose "Partial Conversion" then Column BA (AMOUNT) only will be converted based on selected currency (Column L) and Column BB (TAXES) value (INR) will be added to the converted values.
Note on K149: gepadmin: 1. If you choose "Full Conversion" then Column BA (AMOUNT) and Column BB (TAXES) BOTH values will be convert based on selected Currency in (Column L). 2. If you choose "Partial Conversion" then Column BA (AMOUNT) only will be converted based on selected currency (Column L) and Column BB (TAXES) value (INR) will be added to the converted values.
Note on K55: gepadmin: 1. If you choose "Full Conversion" then Column BA (AMOUNT) and Column BB (TAXES) BOTH values will be convert based on selected Currency in (Column L). 2. If you choose "Partial Conversion" then Column BA (AMOUNT) only will be converted based on selected currency (Column L) and Column BB (TAXES) value (INR) will be added to the converted values.
Note on K66: gepadmin: 1. If you choose "Full Conversion" then Column BA (AMOUNT) and Column BB (TAXES) BOTH values will be convert based on selected Currency in (Column L). 2. If you choose "Partial Conversion" then Column BA (AMOUNT) only will be converted based on selected currency (Column L) and Column BB (TAXES) value (INR) will be added to the converted values.
Note on K71: gepadmin: 1. If you choose "Full Conversion" then Column BA (AMOUNT) and Column BB (TAXES) BOTH values will be convert based on selected Currency in (Column L). 2. If you choose "Partial Conversion" then Column BA (AMOUNT) only will be converted based on selected currency (Column L) and Column BB (TAXES) value (INR) will be added to the converted values.
Note on K87: gepadmin: 1. If you choose "Full Conversion" then Column BA (AMOUNT) and Column BB (TAXES) BOTH values will be convert based on selected Currency in (Column L). 2. If you choose "Partial Conversion" then Column BA (AMOUNT) only will be converted based on selected currency (Column L) and Column BB (TAXES) value (INR) will be added to the converted values.
Note on K98: gepadmin: 1. If you choose "Full Conversion" then Column BA (AMOUNT) and Column BB (TAXES) BOTH values will be convert based on selected Currency in (Column L). 2. If you choose "Partial Conversion" then Column BA (AMOUNT) only will be converted based on selected currency (Column L) and Column BB (TAXES) value (INR) will be added to the converted values.
Note on K103: gepadmin: 1. If you choose "Full Conversion" then Column BA (AMOUNT) and Column BB (TAXES) BOTH values will be convert based on selected Currency in (Column L). 2. If you choose "Partial Conversion" then Column BA (AMOUNT) only will be converted based on selected currency (Column L) and Column BB (TAXES) value (INR) will be added to the converted values.
Note on K126: gepadmin: 1. If you choose "Full Conversion" then Column BA (AMOUNT) and Column BB (TAXES) BOTH values will be convert based on selected Currency in (Column L). 2. If you choose "Partial Conversion" then Column BA (AMOUNT) only will be converted based on selected currency (Column L) and Column BB (TAXES) value (INR) will be added to the converted values.
Note on K140: gepadmin: 1. If you choose "Full Conversion" then Column BA (AMOUNT) and Column BB (TAXES) BOTH values will be convert based on selected Currency in (Column L). 2. If you choose "Partial Conversion" then Column BA (AMOUNT) only will be converted based on selected currency (Column L) and Column BB (TAXES) value (INR) will be added to the converted values.
Note on K159: gepadmin: 1. If you choose "Full Conversion" then Column BA (AMOUNT) and Column BB (TAXES) BOTH values will be convert based on selected Currency in (Column L). 2. If you choose "Partial Conversion" then Column BA (AMOUNT) only will be converted based on selected currency (Column L) and Column BB (TAXES) value (INR) will be added to the converted values.
Note on K161: gepadmin: 1. If you choose "Full Conversion" then Column BA (AMOUNT) and Column BB (TAXES) BOTH values will be convert based on selected Currency in (Column L). 2. If you choose "Partial Conversion" then Column BA (AMOUNT) only will be converted based on selected currency (Column L) and Column BB (TAXES) value (INR) will be added to the converted values.
Note on K163: gepadmin: 1. If you choose "Full Conversion" then Column BA (AMOUNT) and Column BB (TAXES) BOTH values will be convert based on selected Currency in (Column L). 2. If you choose "Partial Conversion" then Column BA (AMOUNT) only will be converted based on selected currency (Column L) and Column BB (TAXES) value (INR) will be added to the converted values.
Note on K172: gepadmin: 1. If you choose "Full Conversion" then Column BA (AMOUNT) and Column BB (TAXES) BOTH values will be convert based on selected Currency in (Column L). 2. If you choose "Partial Conversion" then Column BA (AMOUNT) only will be converted based on selected currency (Column L) and Column BB (TAXES) value (INR) will be added to the converted values.
Note on K181: gepadmin: 1. If you choose "Full Conversion" then Column BA (AMOUNT) and Column BB (TAXES) BOTH values will be convert based on selected Currency in (Column L). 2. If you choose "Partial Conversion" then Column BA (AMOUNT) only will be converted based on selected currency (Column L) and Column BB (TAXES) value (INR) will be added to the converted values.
Note on K229: gepadmin: 1. If you choose "Full Conversion" then Column BA (AMOUNT) and Column BB (TAXES) BOTH values will be convert based on selected Currency in (Column L). 2. If you choose "Partial Conversion" then Column BA (AMOUNT) only will be converted based on selected currency (Column L) and Column BB (TAXES) value (INR) will be added to the converted values.
Note on K88: gepadmin: 1. If you choose "Full Conversion" then Column BA (AMOUNT) and Column BB (TAXES) BOTH values will be convert based on selected Currency in (Column L). 2. If you choose "Partial Conversion" then Column BA (AMOUNT) only will be converted based on selected currency (Column L) and Column BB (TAXES) value (INR) will be added to the converted values.
Note on K102: gepadmin: 1. If you choose "Full Conversion" then Column BA (AMOUNT) and Column BB (TAXES) BOTH values will be convert based on selected Currency in (Column L). 2. If you choose "Partial Conversion" then Column BA (AMOUNT) only will be converted based on selected currency (Column L) and Column BB (TAXES) value (INR) will be added to the converted values.
Note on K125: gepadmin: 1. If you choose "Full Conversion" then Column BA (AMOUNT) and Column BB (TAXES) BOTH values will be convert based on selected Currency in (Column L). 2. If you choose "Partial Conversion" then Column BA (AMOUNT) only will be converted based on selected currency (Column L) and Column BB (TAXES) value (INR) will be added to the converted values.
Note on K155: gepadmin: 1. If you choose "Full Conversion" then Column BA (AMOUNT) and Column BB (TAXES) BOTH values will be convert based on selected Currency in (Column L). 2. If you choose "Partial Conversion" then Column BA (AMOUNT) only will be converted based on selected currency (Column L) and Column BB (TAXES) value (INR) will be added to the converted values.
Note on K178: gepadmin: 1. If you choose "Full Conversion" then Column BA (AMOUNT) and Column BB (TAXES) BOTH values will be convert based on selected Currency in (Column L). 2. If you choose "Partial Conversion" then Column BA (AMOUNT) only will be converted based on selected currency (Column L) and Column BB (TAXES) value (INR) will be added to the converted values.
Note on K185: gepadmin: 1. If you choose "Full Conversion" then Column BA (AMOUNT) and Column BB (TAXES) BOTH values will be convert based on selected Currency in (Column L). 2. If you choose "Partial Conversion" then Column BA (AMOUNT) only will be converted based on selected currency (Column L) and Column BB (TAXES) value (INR) will be added to the converted values.
Note on K189: gepadmin: 1. If you choose "Full Conversion" then Column BA (AMOUNT) and Column BB (TAXES) BOTH values will be convert based on selected Currency in (Column L). 2. If you choose "Partial Conversion" then Column BA (AMOUNT) only will be converted based on selected currency (Column L) and Column BB (TAXES) value (INR) will be added to the converted values.
Note on K193: gepadmin: 1. If you choose "Full Conversion" then Column BA (AMOUNT) and Column BB (TAXES) BOTH values will be convert based on selected Currency in (Column L). 2. If you choose "Partial Conversion" then Column BA (AMOUNT) only will be converted based on selected currency (Column L) and Column BB (TAXES) value (INR) will be added to the converted values.
Note on K213: gepadmin: 1. If you choose "Full Conversion" then Column BA (AMOUNT) and Column BB (TAXES) BOTH values will be convert based on selected Currency in (Column L). 2. If you choose "Partial Conversion" then Column BA (AMOUNT) only will be converted based on selected currency (Column L) and Column BB (TAXES) value (INR) will be added to the converted values.
Note on K220: gepadmin: 1. If you choose "Full Conversion" then Column BA (AMOUNT) and Column BB (TAXES) BOTH values will be convert based on selected Currency in (Column L). 2. If you choose "Partial Conversion" then Column BA (AMOUNT) only will be converted based on selected currency (Column L) and Column BB (TAXES) value (INR) will be added to the converted values.
Note on K241: gepadmin: 1. If you choose "Full Conversion" then Column BA (AMOUNT) and Column BB (TAXES) BOTH values will be convert based on selected Currency in (Column L). 2. If you choose "Partial Conversion" then Column BA (AMOUNT) only will be converted based on selected currency (Column L) and Column BB (TAXES) value (INR) will be added to the converted values.
Note on K41: gepadmin: 1. If you choose "Full Conversion" then Column BA (AMOUNT) and Column BB (TAXES) BOTH values will be convert based on selected Currency in (Column L). 2. If you choose "Partial Conversion" then Column BA (AMOUNT) only will be converted based on selected currency (Column L) and Column BB (TAXES) value (INR) will be added to the converted values.
Note on K63: gepadmin: 1. If you choose "Full Conversion" then Column BA (AMOUNT) and Column BB (TAXES) BOTH values will be convert based on selected Currency in (Column L). 2. If you choose "Partial Conversion" then Column BA (AMOUNT) only will be converted based on selected currency (Column L) and Column BB (TAXES) value (INR) will be added to the converted values.
Note on K167: gepadmin: 1. If you choose "Full Conversion" then Column BA (AMOUNT) and Column BB (TAXES) BOTH values will be convert based on selected Currency in (Column L). 2. If you choose "Partial Conversion" then Column BA (AMOUNT) only will be converted based on selected currency (Column L) and Column BB (TAXES) value (INR) will be added to the converted values.
Note on K85: gepadmin: 1. If you choose "Full Conversion" then Column BA (AMOUNT) and Column BB (TAXES) BOTH values will be convert based on selected Currency in (Column L). 2. If you choose "Partial Conversion" then Column BA (AMOUNT) only will be converted based on selected currency (Column L) and Column BB (TAXES) value (INR) will be added to the converted values.
Note on K91: gepadmin: 1. If you choose "Full Conversion" then Column BA (AMOUNT) and Column BB (TAXES) BOTH values will be convert based on selected Currency in (Column L). 2. If you choose "Partial Conversion" then Column BA (AMOUNT) only will be converted based on selected currency (Column L) and Column BB (TAXES) value (INR) will be added to the converted values.
Note on K94: gepadmin: 1. If you choose "Full Conversion" then Column BA (AMOUNT) and Column BB (TAXES) BOTH values will be convert based on selected Currency in (Column L). 2. If you choose "Partial Conversion" then Column BA (AMOUNT) only will be converted based on selected currency (Column L) and Column BB (TAXES) value (INR) will be added to the converted values.
Note on K97: gepadmin: 1. If you choose "Full Conversion" then Column BA (AMOUNT) and Column BB (TAXES) BOTH values will be convert based on selected Currency in (Column L). 2. If you choose "Partial Conversion" then Column BA (AMOUNT) only will be converted based on selected currency (Column L) and Column BB (TAXES) value (INR) will be added to the converted values.
Note on K108: gepadmin: 1. If you choose "Full Conversion" then Column BA (AMOUNT) and Column BB (TAXES) BOTH values will be convert based on selected Currency in (Column L). 2. If you choose "Partial Conversion" then Column BA (AMOUNT) only will be converted based on selected currency (Column L) and Column BB (TAXES) value (INR) will be added to the converted values.
Note on K123: gepadmin: 1. If you choose "Full Conversion" then Column BA (AMOUNT) and Column BB (TAXES) BOTH values will be convert based on selected Currency in (Column L). 2. If you choose "Partial Conversion" then Column BA (AMOUNT) only will be converted based on selected currency (Column L) and Column BB (TAXES) value (INR) will be added to the converted values.
Note on K143: gepadmin: 1. If you choose "Full Conversion" then Column BA (AMOUNT) and Column BB (TAXES) BOTH values will be convert based on selected Currency in (Column L). 2. If you choose "Partial Conversion" then Column BA (AMOUNT) only will be converted based on selected currency (Column L) and Column BB (TAXES) value (INR) will be added to the converted values.
Note on K148: gepadmin: 1. If you choose "Full Conversion" then Column BA (AMOUNT) and Column BB (TAXES) BOTH values will be convert based on selected Currency in (Column L). 2. If you choose "Partial Conversion" then Column BA (AMOUNT) only will be converted based on selected currency (Column L) and Column BB (TAXES) value (INR) will be added to the converted values.
Note on K150: gepadmin: 1. If you choose "Full Conversion" then Column BA (AMOUNT) and Column BB (TAXES) BOTH values will be convert based on selected Currency in (Column L). 2. If you choose "Partial Conversion" then Column BA (AMOUNT) only will be converted based on selected currency (Column L) and Column BB (TAXES) value (INR) will be added to the converted values.
Note on K162: gepadmin: 1. If you choose "Full Conversion" then Column BA (AMOUNT) and Column BB (TAXES) BOTH values will be convert based on selected Currency in (Column L). 2. If you choose "Partial Conversion" then Column BA (AMOUNT) only will be converted based on selected currency (Column L) and Column BB (TAXES) value (INR) will be added to the converted values.
Note on K171: gepadmin: 1. If you choose "Full Conversion" then Column BA (AMOUNT) and Column BB (TAXES) BOTH values will be convert based on selected Currency in (Column L). 2. If you choose "Partial Conversion" then Column BA (AMOUNT) only will be converted based on selected currency (Column L) and Column BB (TAXES) value (INR) will be added to the converted values.
Note on K173: gepadmin: 1. If you choose "Full Conversion" then Column BA (AMOUNT) and Column BB (TAXES) BOTH values will be convert based on selected Currency in (Column L). 2. If you choose "Partial Conversion" then Column BA (AMOUNT) only will be converted based on selected currency (Column L) and Column BB (TAXES) value (INR) will be added to the converted values.
Note on K180: gepadmin: 1. If you choose "Full Conversion" then Column BA (AMOUNT) and Column BB (TAXES) BOTH values will be convert based on selected Currency in (Column L). 2. If you choose "Partial Conversion" then Column BA (AMOUNT) only will be converted based on selected currency (Column L) and Column BB (TAXES) value (INR) will be added to the converted values.
Note on K182: gepadmin: 1. If you choose "Full Conversion" then Column BA (AMOUNT) and Column BB (TAXES) BOTH values will be convert based on selected Currency in (Column L). 2. If you choose "Partial Conversion" then Column BA (AMOUNT) only will be converted based on selected currency (Column L) and Column BB (TAXES) value (INR) will be added to the converted values.
Note on K196: gepadmin: 1. If you choose "Full Conversion" then Column BA (AMOUNT) and Column BB (TAXES) BOTH values will be convert based on selected Currency in (Column L). 2. If you choose "Partial Conversion" then Column BA (AMOUNT) only will be converted based on selected currency (Column L) and Column BB (TAXES) value (INR) will be added to the converted values.
Note on K210: gepadmin: 1. If you choose "Full Conversion" then Column BA (AMOUNT) and Column BB (TAXES) BOTH values will be convert based on selected Currency in (Column L). 2. If you choose "Partial Conversion" then Column BA (AMOUNT) only will be converted based on selected currency (Column L) and Column BB (TAXES) value (INR) will be added to the converted values.
Note on K214: gepadmin: 1. If you choose "Full Conversion" then Column BA (AMOUNT) and Column BB (TAXES) BOTH values will be convert based on selected Currency in (Column L). 2. If you choose "Partial Conversion" then Column BA (AMOUNT) only will be converted based on selected currency (Column L) and Column BB (TAXES) value (INR) will be added to the converted values.
Note on K23: gepadmin: 1. If you choose "Full Conversion" then Column BA (AMOUNT) and Column BB (TAXES) BOTH values will be convert based on selected Currency in (Column L). 2. If you choose "Partial Conversion" then Column BA (AMOUNT) only will be converted based on selected currency (Column L) and Column BB (TAXES) value (INR) will be added to the converted values.
Note on K27: gepadmin: 1. If you choose "Full Conversion" then Column BA (AMOUNT) and Column BB (TAXES) BOTH values will be convert based on selected Currency in (Column L). 2. If you choose "Partial Conversion" then Column BA (AMOUNT) only will be converted based on selected currency (Column L) and Column BB (TAXES) value (INR) will be added to the converted values.
Note on K31: gepadmin: 1. If you choose "Full Conversion" then Column BA (AMOUNT) and Column BB (TAXES) BOTH values will be convert based on selected Currency in (Column L). 2. If you choose "Partial Conversion" then Column BA (AMOUNT) only will be converted based on selected currency (Column L) and Column BB (TAXES) value (INR) will be added to the converted values.
Note on K36: gepadmin: 1. If you choose "Full Conversion" then Column BA (AMOUNT) and Column BB (TAXES) BOTH values will be convert based on selected Currency in (Column L). 2. If you choose "Partial Conversion" then Column BA (AMOUNT) only will be converted based on selected currency (Column L) and Column BB (TAXES) value (INR) will be added to the converted values.
Note on K43: gepadmin: 1. If you choose "Full Conversion" then Column BA (AMOUNT) and Column BB (TAXES) BOTH values will be convert based on selected Currency in (Column L). 2. If you choose "Partial Conversion" then Column BA (AMOUNT) only will be converted based on selected currency (Column L) and Column BB (TAXES) value (INR) will be added to the converted values.
Note on K47: gepadmin: 1. If you choose "Full Conversion" then Column BA (AMOUNT) and Column BB (TAXES) BOTH values will be convert based on selected Currency in (Column L). 2. If you choose "Partial Conversion" then Column BA (AMOUNT) only will be converted based on selected currency (Column L) and Column BB (TAXES) value (INR) will be added to the converted values.
Note on K51: gepadmin: 1. If you choose "Full Conversion" then Column BA (AMOUNT) and Column BB (TAXES) BOTH values will be convert based on selected Currency in (Column L). 2. If you choose "Partial Conversion" then Column BA (AMOUNT) only will be converted based on selected currency (Column L) and Column BB (TAXES) value (INR) will be added to the converted values.
Note on K68: gepadmin: 1. If you choose "Full Conversion" then Column BA (AMOUNT) and Column BB (TAXES) BOTH values will be convert based on selected Currency in (Column L). 2. If you choose "Partial Conversion" then Column BA (AMOUNT) only will be converted based on selected currency (Column L) and Column BB (TAXES) value (INR) will be added to the converted values.
Note on K72: gepadmin: 1. If you choose "Full Conversion" then Column BA (AMOUNT) and Column BB (TAXES) BOTH values will be convert based on selected Currency in (Column L). 2. If you choose "Partial Conversion" then Column BA (AMOUNT) only will be converted based on selected currency (Column L) and Column BB (TAXES) value (INR) will be added to the converted values.
Note on K76: gepadmin: 1. If you choose "Full Conversion" then Column BA (AMOUNT) and Column BB (TAXES) BOTH values will be convert based on selected Currency in (Column L). 2. If you choose "Partial Conversion" then Column BA (AMOUNT) only will be converted based on selected currency (Column L) and Column BB (TAXES) value (INR) will be added to the converted values.
Note on K110: gepadmin: 1. If you choose "Full Conversion" then Column BA (AMOUNT) and Column BB (TAXES) BOTH values will be convert based on selected Currency in (Column L). 2. If you choose "Partial Conversion" then Column BA (AMOUNT) only will be converted based on selected currency (Column L) and Column BB (TAXES) value (INR) will be added to the converted values.
Note on K133: gepadmin: 1. If you choose "Full Conversion" then Column BA (AMOUNT) and Column BB (TAXES) BOTH values will be convert based on selected Currency in (Column L). 2. If you choose "Partial Conversion" then Column BA (AMOUNT) only will be converted based on selected currency (Column L) and Column BB (TAXES) value (INR) will be added to the converted values.
Note on K134: gepadmin: 1. If you choose "Full Conversion" then Column BA (AMOUNT) and Column BB (TAXES) BOTH values will be convert based on selected Currency in (Column L). 2. If you choose "Partial Conversion" then Column BA (AMOUNT) only will be converted based on selected currency (Column L) and Column BB (TAXES) value (INR) will be added to the converted values.
Note on K135: gepadmin: 1. If you choose "Full Conversion" then Column BA (AMOUNT) and Column BB (TAXES) BOTH values will be convert based on selected Currency in (Column L). 2. If you choose "Partial Conversion" then Column BA (AMOUNT) only will be converted based on selected currency (Column L) and Column BB (TAXES) value (INR) will be added to the converted values.
Note on K139: gepadmin: 1. If you choose "Full Conversion" then Column BA (AMOUNT) and Column BB (TAXES) BOTH values will be convert based on selected Currency in (Column L). 2. If you choose "Partial Conversion" then Column BA (AMOUNT) only will be converted based on selected currency (Column L) and Column BB (TAXES) value (INR) will be added to the converted values.
Note on K176: gepadmin: 1. If you choose "Full Conversion" then Column BA (AMOUNT) and Column BB (TAXES) BOTH values will be convert based on selected Currency in (Column L). 2. If you choose "Partial Conversion" then Column BA (AMOUNT) only will be converted based on selected currency (Column L) and Column BB (TAXES) value (INR) will be added to the converted values.
Note on K187: gepadmin: 1. If you choose "Full Conversion" then Column BA (AMOUNT) and Column BB (TAXES) BOTH values will be convert based on selected Currency in (Column L). 2. If you choose "Partial Conversion" then Column BA (AMOUNT) only will be converted based on selected currency (Column L) and Column BB (TAXES) value (INR) will be added to the converted values.
Note on K201: gepadmin: 1. If you choose "Full Conversion" then Column BA (AMOUNT) and Column BB (TAXES) BOTH values will be convert based on selected Currency in (Column L). 2. If you choose "Partial Conversion" then Column BA (AMOUNT) only will be converted based on selected currency (Column L) and Column BB (TAXES) value (INR) will be added to the converted values.
Note on K219: gepadmin: 1. If you choose "Full Conversion" then Column BA (AMOUNT) and Column BB (TAXES) BOTH values will be convert based on selected Currency in (Column L). 2. If you choose "Partial Conversion" then Column BA (AMOUNT) only will be converted based on selected currency (Column L) and Column BB (TAXES) value (INR) will be added to the converted values.
Note on K230: gepadmin: 1. If you choose "Full Conversion" then Column BA (AMOUNT) and Column BB (TAXES) BOTH values will be convert based on selected Currency in (Column L). 2. If you choose "Partial Conversion" then Column BA (AMOUNT) only will be converted based on selected currency (Column L) and Column BB (TAXES) value (INR) will be added to the converted values.
Note on K242: gepadmin: 1. If you choose "Full Conversion" then Column BA (AMOUNT) and Column BB (TAXES) BOTH values will be convert based on selected Currency in (Column L). 2. If you choose "Partial Conversion" then Column BA (AMOUNT) only will be converted based on selected currency (Column L) and Column BB (TAXES) value (INR) will be added to the converted values.
Note on K245: gepadmin: 1. If you choose "Full Conversion" then Column BA (AMOUNT) and Column BB (TAXES) BOTH values will be convert based on selected Currency in (Column L). 2. If you choose "Partial Conversion" then Column BA (AMOUNT) only will be converted based on selected currency (Column L) and Column BB (TAXES) value (INR) will be added to the converted values.
Note on K251: gepadmin: 1. If you choose "Full Conversion" then Column BA (AMOUNT) and Column BB (TAXES) BOTH values will be convert based on selected Currency in (Column L). 2. If you choose "Partial Conversion" then Column BA (AMOUNT) only will be converted based on selected currency (Column L) and Column BB (TAXES) value (INR) will be added to the converted values.
Note on K257: gepadmin: 1. If you choose "Full Conversion" then Column BA (AMOUNT) and Column BB (TAXES) BOTH values will be convert based on selected Currency in (Column L). 2. If you choose "Partial Conversion" then Column BA (AMOUNT) only will be converted based on selected currency (Column L) and Column BB (TAXES) value (INR) will be added to the converted values.
Note on K260: gepadmin: 1. If you choose "Full Conversion" then Column BA (AMOUNT) and Column BB (TAXES) BOTH values will be convert based on selected Currency in (Column L). 2. If you choose "Partial Conversion" then Column BA (AMOUNT) only will be converted based on selected currency (Column L) and Column BB (TAXES) value (INR) will be added to the converted values.
Note on K264: gepadmin: 1. If you choose "Full Conversion" then Column BA (AMOUNT) and Column BB (TAXES) BOTH values will be convert based on selected Currency in (Column L). 2. If you choose "Partial Conversion" then Column BA (AMOUNT) only will be converted based on selected currency (Column L) and Column BB (TAXES) value (INR) will be added to the converted values.
Note on BJ262: gepadmin: 1. If you choose "Full Conversion" then Column BA (AMOUNT) and Column BB (TAXES) BOTH values will be convert based on selected Currency in (Column L). 2. If you choose "Partial Conversion" then Column BA (AMOUNT) only will be converted based on selected currency (Column L) and Column BB (TAXES) value (INR) will be added to the converted values.
Note on K279: gepadmin: 1. If you choose "Full Conversion" then Column BA (AMOUNT) and Column BB (TAXES) BOTH values will be convert based on selected Currency in (Column L). 2. If you choose "Partial Conversion" then Column BA (AMOUNT) only will be converted based on selected currency (Column L) and Column BB (TAXES) value (INR) will be added to the converted values.
Note on K285: gepadmin: 1. If you choose "Full Conversion" then Column BA (AMOUNT) and Column BB (TAXES) BOTH values will be convert based on selected Currency in (Column L). 2. If you choose "Partial Conversion" then Column BA (AMOUNT) only will be converted based on selected currency (Column L) and Column BB (TAXES) value (INR) will be added to the converted values.
Note on K288: gepadmin: 1. If you choose "Full Conversion" then Column BA (AMOUNT) and Column BB (TAXES) BOTH values will be convert based on selected Currency in (Column L). 2. If you choose "Partial Conversion" then Column BA (AMOUNT) only will be converted based on selected currency (Column L) and Column BB (TAXES) value (INR) will be added to the converted values.
Note on K291: gepadmin: 1. If you choose "Full Conversion" then Column BA (AMOUNT) and Column BB (TAXES) BOTH values will be convert based on selected Currency in (Column L). 2. If you choose "Partial Conversion" then Column BA (AMOUNT) only will be converted based on selected currency (Column L) and Column BB (TAXES) value (INR) will be added to the converted values.
Note on K294: gepadmin: 1. If you choose "Full Conversion" then Column BA (AMOUNT) and Column BB (TAXES) BOTH values will be convert based on selected Currency in (Column L). 2. If you choose "Partial Conversion" then Column BA (AMOUNT) only will be converted based on selected currency (Column L) and Column BB (TAXES) value (INR) will be added to the converted values.
Note on K19: gepadmin: 1. If you choose "Full Conversion" then Column BA (AMOUNT) and Column BB (TAXES) BOTH values will be convert based on selected Currency in (Column L). 2. If you choose "Partial Conversion" then Column BA (AMOUNT) only will be converted based on selected currency (Column L) and Column BB (TAXES) value (INR) will be added to the converted values.
Note on K81: gepadmin: 1. If you choose "Full Conversion" then Column BA (AMOUNT) and Column BB (TAXES) BOTH values will be convert based on selected Currency in (Column L). 2. If you choose "Partial Conversion" then Column BA (AMOUNT) only will be converted based on selected currency (Column L) and Column BB (TAXES) value (INR) will be added to the converted values.
Note on K160: gepadmin: 1. If you choose "Full Conversion" then Column BA (AMOUNT) and Column BB (TAXES) BOTH values will be convert based on selected Currency in (Column L). 2. If you choose "Partial Conversion" then Column BA (AMOUNT) only will be converted based on selected currency (Column L) and Column BB (TAXES) value (INR) will be added to the converted values.
Note on K30: gepadmin: 1. If you choose "Full Conversion" then Column BA (AMOUNT) and Column BB (TAXES) BOTH values will be convert based on selected Currency in (Column L). 2. If you choose "Partial Conversion" then Column BA (AMOUNT) only will be converted based on selected currency (Column L) and Column BB (TAXES) value (INR) will be added to the converted values.
Note on K50: gepadmin: 1. If you choose "Full Conversion" then Column BA (AMOUNT) and Column BB (TAXES) BOTH values will be convert based on selected Currency in (Column L). 2. If you choose "Partial Conversion" then Column BA (AMOUNT) only will be converted based on selected currency (Column L) and Column BB (TAXES) value (INR) will be added to the converted values.
Note on K70: gepadmin: 1. If you choose "Full Conversion" then Column BA (AMOUNT) and Column BB (TAXES) BOTH values will be convert based on selected Currency in (Column L). 2. If you choose "Partial Conversion" then Column BA (AMOUNT) only will be converted based on selected currency (Column L) and Column BB (TAXES) value (INR) will be added to the converted values.
Note on K82: gepadmin: 1. If you choose "Full Conversion" then Column BA (AMOUNT) and Column BB (TAXES) BOTH values will be convert based on selected Currency in (Column L). 2. If you choose "Partial Conversion" then Column BA (AMOUNT) only will be converted based on selected currency (Column L) and Column BB (TAXES) value (INR) will be added to the converted values.
Note on K84: gepadmin: 1. If you choose "Full Conversion" then Column BA (AMOUNT) and Column BB (TAXES) BOTH values will be convert based on selected Currency in (Column L). 2. If you choose "Partial Conversion" then Column BA (AMOUNT) only will be converted based on selected currency (Column L) and Column BB (TAXES) value (INR) will be added to the converted values.
Note on K90: gepadmin: 1. If you choose "Full Conversion" then Column BA (AMOUNT) and Column BB (TAXES) BOTH values will be convert based on selected Currency in (Column L). 2. If you choose "Partial Conversion" then Column BA (AMOUNT) only will be converted based on selected currency (Column L) and Column BB (TAXES) value (INR) will be added to the converted values.
Note on K93: gepadmin: 1. If you choose "Full Conversion" then Column BA (AMOUNT) and Column BB (TAXES) BOTH values will be convert based on selected Currency in (Column L). 2. If you choose "Partial Conversion" then Column BA (AMOUNT) only will be converted based on selected currency (Column L) and Column BB (TAXES) value (INR) will be added to the converted values.
Note on K96: gepadmin: 1. If you choose "Full Conversion" then Column BA (AMOUNT) and Column BB (TAXES) BOTH values will be convert based on selected Currency in (Column L). 2. If you choose "Partial Conversion" then Column BA (AMOUNT) only will be converted based on selected currency (Column L) and Column BB (TAXES) value (INR) will be added to the converted values.
Note on K104: gepadmin: 1. If you choose "Full Conversion" then Column BA (AMOUNT) and Column BB (TAXES) BOTH values will be convert based on selected Currency in (Column L). 2. If you choose "Partial Conversion" then Column BA (AMOUNT) only will be converted based on selected currency (Column L) and Column BB (TAXES) value (INR) will be added to the converted values.
Note on K109: gepadmin: 1. If you choose "Full Conversion" then Column BA (AMOUNT) and Column BB (TAXES) BOTH values will be convert based on selected Currency in (Column L). 2. If you choose "Partial Conversion" then Column BA (AMOUNT) only will be converted based on selected currency (Column L) and Column BB (TAXES) value (INR) will be added to the converted values.
Note on K111: gepadmin: 1. If you choose "Full Conversion" then Column BA (AMOUNT) and Column BB (TAXES) BOTH values will be convert based on selected Currency in (Column L). 2. If you choose "Partial Conversion" then Column BA (AMOUNT) only will be converted based on selected currency (Column L) and Column BB (TAXES) value (INR) will be added to the converted values.
Note on K117: gepadmin: 1. If you choose "Full Conversion" then Column BA (AMOUNT) and Column BB (TAXES) BOTH values will be convert based on selected Currency in (Column L). 2. If you choose "Partial Conversion" then Column BA (AMOUNT) only will be converted based on selected currency (Column L) and Column BB (TAXES) value (INR) will be added to the converted values.
Note on K127: gepadmin: 1. If you choose "Full Conversion" then Column BA (AMOUNT) and Column BB (TAXES) BOTH values will be convert based on selected Currency in (Column L). 2. If you choose "Partial Conversion" then Column BA (AMOUNT) only will be converted based on selected currency (Column L) and Column BB (TAXES) value (INR) will be added to the converted values.
Note on K53: gepadmin: 1. If you choose "Full Conversion" then Column BA (AMOUNT) and Column BB (TAXES) BOTH values will be convert based on selected Currency in (Column L). 2. If you choose "Partial Conversion" then Column BA (AMOUNT) only will be converted based on selected currency (Column L) and Column BB (TAXES) value (INR) will be added to the converted values.
Note on K56: gepadmin: 1. If you choose "Full Conversion" then Column BA (AMOUNT) and Column BB (TAXES) BOTH values will be convert based on selected Currency in (Column L). 2. If you choose "Partial Conversion" then Column BA (AMOUNT) only will be converted based on selected currency (Column L) and Column BB (TAXES) value (INR) will be added to the converted values.
Note on K60: gepadmin: 1. If you choose "Full Conversion" then Column BA (AMOUNT) and Column BB (TAXES) BOTH values will be convert based on selected Currency in (Column L). 2. If you choose "Partial Conversion" then Column BA (AMOUNT) only will be converted based on selected currency (Column L) and Column BB (TAXES) value (INR) will be added to the converted values.
Note on K121: gepadmin: 1. If you choose "Full Conversion" then Column BA (AMOUNT) and Column BB (TAXES) BOTH values will be convert based on selected Currency in (Column L). 2. If you choose "Partial Conversion" then Column BA (AMOUNT) only will be converted based on selected currency (Column L) and Column BB (TAXES) value (INR) will be added to the converted values.
Note on K137: gepadmin: 1. If you choose "Full Conversion" then Column BA (AMOUNT) and Column BB (TAXES) BOTH values will be convert based on selected Currency in (Column L). 2. If you choose "Partial Conversion" then Column BA (AMOUNT) only will be converted based on selected currency (Column L) and Column BB (TAXES) value (INR) will be added to the converted values.
Note on K144: gepadmin: 1. If you choose "Full Conversion" then Column BA (AMOUNT) and Column BB (TAXES) BOTH values will be convert based on selected Currency in (Column L). 2. If you choose "Partial Conversion" then Column BA (AMOUNT) only will be converted based on selected currency (Column L) and Column BB (TAXES) value (INR) will be added to the converted values.
Note on K145: gepadmin: 1. If you choose "Full Conversion" then Column BA (AMOUNT) and Column BB (TAXES) BOTH values will be convert based on selected Currency in (Column L). 2. If you choose "Partial Conversion" then Column BA (AMOUNT) only will be converted based on selected currency (Column L) and Column BB (TAXES) value (INR) will be added to the converted values.
Note on K146: gepadmin: 1. If you choose "Full Conversion" then Column BA (AMOUNT) and Column BB (TAXES) BOTH values will be convert based on selected Currency in (Column L). 2. If you choose "Partial Conversion" then Column BA (AMOUNT) only will be converted based on selected currency (Column L) and Column BB (TAXES) value (INR) will be added to the converted values.
Note on K151: gepadmin: 1. If you choose "Full Conversion" then Column BA (AMOUNT) and Column BB (TAXES) BOTH values will be convert based on selected Currency in (Column L). 2. If you choose "Partial Conversion" then Column BA (AMOUNT) only will be converted based on selected currency (Column L) and Column BB (TAXES) value (INR) will be added to the converted values.
Note on K153: gepadmin: 1. If you choose "Full Conversion" then Column BA (AMOUNT) and Column BB (TAXES) BOTH values will be convert based on selected Currency in (Column L). 2. If you choose "Partial Conversion" then Column BA (AMOUNT) only will be converted based on selected currency (Column L) and Column BB (TAXES) value (INR) will be added to the converted values.
Note on K166: gepadmin: 1. If you choose "Full Conversion" then Column BA (AMOUNT) and Column BB (TAXES) BOTH values will be convert based on selected Currency in (Column L). 2. If you choose "Partial Conversion" then Column BA (AMOUNT) only will be converted based on selected currency (Column L) and Column BB (TAXES) value (INR) will be added to the converted values.
Note on K174: gepadmin: 1. If you choose "Full Conversion" then Column BA (AMOUNT) and Column BB (TAXES) BOTH values will be convert based on selected Currency in (Column L). 2. If you choose "Partial Conversion" then Column BA (AMOUNT) only will be converted based on selected currency (Column L) and Column BB (TAXES) value (INR) will be added to the converted values.
Note on K177: gepadmin: 1. If you choose "Full Conversion" then Column BA (AMOUNT) and Column BB (TAXES) BOTH values will be convert based on selected Currency in (Column L). 2. If you choose "Partial Conversion" then Column BA (AMOUNT) only will be converted based on selected currency (Column L) and Column BB (TAXES) value (INR) will be added to the converted values.
Note on K183: gepadmin: 1. If you choose "Full Conversion" then Column BA (AMOUNT) and Column BB (TAXES) BOTH values will be convert based on selected Currency in (Column L). 2. If you choose "Partial Conversion" then Column BA (AMOUNT) only will be converted based on selected currency (Column L) and Column BB (TAXES) value (INR) will be added to the converted values.
Note on K184: gepadmin: 1. If you choose "Full Conversion" then Column BA (AMOUNT) and Column BB (TAXES) BOTH values will be convert based on selected Currency in (Column L). 2. If you choose "Partial Conversion" then Column BA (AMOUNT) only will be converted based on selected currency (Column L) and Column BB (TAXES) value (INR) will be added to the converted values.
Note on K186: gepadmin: 1. If you choose "Full Conversion" then Column BA (AMOUNT) and Column BB (TAXES) BOTH values will be convert based on selected Currency in (Column L). 2. If you choose "Partial Conversion" then Column BA (AMOUNT) only will be converted based on selected currency (Column L) and Column BB (TAXES) value (INR) will be added to the converted values.
Note on K188: gepadmin: 1. If you choose "Full Conversion" then Column BA (AMOUNT) and Column BB (TAXES) BOTH values will be convert based on selected Currency in (Column L). 2. If you choose "Partial Conversion" then Column BA (AMOUNT) only will be converted based on selected currency (Column L) and Column BB (TAXES) value (INR) will be added to the converted values.
Note on K202: gepadmin: 1. If you choose "Full Conversion" then Column BA (AMOUNT) and Column BB (TAXES) BOTH values will be convert based on selected Currency in (Column L). 2. If you choose "Partial Conversion" then Column BA (AMOUNT) only will be converted based on selected currency (Column L) and Column BB (TAXES) value (INR) will be added to the converted values.
Note on K211: gepadmin: 1. If you choose "Full Conversion" then Column BA (AMOUNT) and Column BB (TAXES) BOTH values will be convert based on selected Currency in (Column L). 2. If you choose "Partial Conversion" then Column BA (AMOUNT) only will be converted based on selected currency (Column L) and Column BB (TAXES) value (INR) will be added to the converted values.
Note on K222: gepadmin: 1. If you choose "Full Conversion" then Column BA (AMOUNT) and Column BB (TAXES) BOTH values will be convert based on selected Currency in (Column L). 2. If you choose "Partial Conversion" then Column BA (AMOUNT) only will be converted based on selected currency (Column L) and Column BB (TAXES) value (INR) will be added to the converted values.
Note on K238: gepadmin: 1. If you choose "Full Conversion" then Column BA (AMOUNT) and Column BB (TAXES) BOTH values will be convert based on selected Currency in (Column L). 2. If you choose "Partial Conversion" then Column BA (AMOUNT) only will be converted based on selected currency (Column L) and Column BB (TAXES) value (INR) will be added to the converted values.
Note on K247: gepadmin: 1. If you choose "Full Conversion" then Column BA (AMOUNT) and Column BB (TAXES) BOTH values will be convert based on selected Currency in (Column L). 2. If you choose "Partial Conversion" then Column BA (AMOUNT) only will be converted based on selected currency (Column L) and Column BB (TAXES) value (INR) will be added to the converted values.
Note on K254: gepadmin: 1. If you choose "Full Conversion" then Column BA (AMOUNT) and Column BB (TAXES) BOTH values will be convert based on selected Currency in (Column L). 2. If you choose "Partial Conversion" then Column BA (AMOUNT) only will be converted based on selected currency (Column L) and Column BB (TAXES) value (INR) will be added to the converted values.
Note on K278: gepadmin: 1. If you choose "Full Conversion" then Column BA (AMOUNT) and Column BB (TAXES) BOTH values will be convert based on selected Currency in (Column L). 2. If you choose "Partial Conversion" then Column BA (AMOUNT) only will be converted based on selected currency (Column L) and Column BB (TAXES) value (INR) will be added to the converted values.
Note on K282: gepadmin: 1. If you choose "Full Conversion" then Column BA (AMOUNT) and Column BB (TAXES) BOTH values will be convert based on selected Currency in (Column L). 2. If you choose "Partial Conversion" then Column BA (AMOUNT) only will be converted based on selected currency (Column L) and Column BB (TAXES) value (INR) will be added to the converted values.
Note on K300: gepadmin: 1. If you choose "Full Conversion" then Column BA (AMOUNT) and Column BB (TAXES) BOTH values will be convert based on selected Currency in (Column L). 2. If you choose "Partial Conversion" then Column BA (AMOUNT) only will be converted based on selected currency (Column L) and Column BB (TAXES) value (INR) will be added to the converted values.
Note on K304: gepadmin: 1. If you choose "Full Conversion" then Column BA (AMOUNT) and Column BB (TAXES) BOTH values will be convert based on selected Currency in (Column L). 2. If you choose "Partial Conversion" then Column BA (AMOUNT) only will be converted based on selected currency (Column L) and Column BB (TAXES) value (INR) will be added to the converted values.
Note on K192: gepadmin: 1. If you choose "Full Conversion" then Column BA (AMOUNT) and Column BB (TAXES) BOTH values will be convert based on selected Currency in (Column L). 2. If you choose "Partial Conversion" then Column BA (AMOUNT) only will be converted based on selected currency (Column L) and Column BB (TAXES) value (INR) will be added to the converted values.
Note on K15: gepadmin: 1. If you choose "Full Conversion" then Column BA (AMOUNT) and Column BB (TAXES) BOTH values will be convert based on selected Currency in (Column L). 2. If you choose "Partial Conversion" then Column BA (AMOUNT) only will be converted based on selected currency (Column L) and Column BB (TAXES) value (INR) will be added to the converted values.
Note on K26: gepadmin: 1. If you choose "Full Conversion" then Column BA (AMOUNT) and Column BB (TAXES) BOTH values will be convert based on selected Currency in (Column L). 2. If you choose "Partial Conversion" then Column BA (AMOUNT) only will be converted based on selected currency (Column L) and Column BB (TAXES) value (INR) will be added to the converted values.
Note on K32: gepadmin: 1. If you choose "Full Conversion" then Column BA (AMOUNT) and Column BB (TAXES) BOTH values will be convert based on selected Currency in (Column L). 2. If you choose "Partial Conversion" then Column BA (AMOUNT) only will be converted based on selected currency (Column L) and Column BB (TAXES) value (INR) will be added to the converted values.
Note on K38: gepadmin: 1. If you choose "Full Conversion" then Column BA (AMOUNT) and Column BB (TAXES) BOTH values will be convert based on selected Currency in (Column L). 2. If you choose "Partial Conversion" then Column BA (AMOUNT) only will be converted based on selected currency (Column L) and Column BB (TAXES) value (INR) will be added to the converted values.
Note on K39: gepadmin: 1. If you choose "Full Conversion" then Column BA (AMOUNT) and Column BB (TAXES) BOTH values will be convert based on selected Currency in (Column L). 2. If you choose "Partial Conversion" then Column BA (AMOUNT) only will be converted based on selected currency (Column L) and Column BB (TAXES) value (INR) will be added to the converted values.
Note on K45: gepadmin: 1. If you choose "Full Conversion" then Column BA (AMOUNT) and Column BB (TAXES) BOTH values will be convert based on selected Currency in (Column L). 2. If you choose "Partial Conversion" then Column BA (AMOUNT) only will be converted based on selected currency (Column L) and Column BB (TAXES) value (INR) will be added to the converted values.
Note on K52: gepadmin: 1. If you choose "Full Conversion" then Column BA (AMOUNT) and Column BB (TAXES) BOTH values will be convert based on selected Currency in (Column L). 2. If you choose "Partial Conversion" then Column BA (AMOUNT) only will be converted based on selected currency (Column L) and Column BB (TAXES) value (INR) will be added to the converted values.
Note on K59: gepadmin: 1. If you choose "Full Conversion" then Column BA (AMOUNT) and Column BB (TAXES) BOTH values will be convert based on selected Currency in (Column L). 2. If you choose "Partial Conversion" then Column BA (AMOUNT) only will be converted based on selected currency (Column L) and Column BB (TAXES) value (INR) will be added to the converted values.
Note on K64: gepadmin: 1. If you choose "Full Conversion" then Column BA (AMOUNT) and Column BB (TAXES) BOTH values will be convert based on selected Currency in (Column L). 2. If you choose "Partial Conversion" then Column BA (AMOUNT) only will be converted based on selected currency (Column L) and Column BB (TAXES) value (INR) will be added to the converted values.
Note on K79: gepadmin: 1. If you choose "Full Conversion" then Column BA (AMOUNT) and Column BB (TAXES) BOTH values will be convert based on selected Currency in (Column L). 2. If you choose "Partial Conversion" then Column BA (AMOUNT) only will be converted based on selected currency (Column L) and Column BB (TAXES) value (INR) will be added to the converted values.
Note on K80: gepadmin: 1. If you choose "Full Conversion" then Column BA (AMOUNT) and Column BB (TAXES) BOTH values will be convert based on selected Currency in (Column L). 2. If you choose "Partial Conversion" then Column BA (AMOUNT) only will be converted based on selected currency (Column L) and Column BB (TAXES) value (INR) will be added to the converted values.
Note on K92: gepadmin: 1. If you choose "Full Conversion" then Column BA (AMOUNT) and Column BB (TAXES) BOTH values will be convert based on selected Currency in (Column L). 2. If you choose "Partial Conversion" then Column BA (AMOUNT) only will be converted based on selected currency (Column L) and Column BB (TAXES) value (INR) will be added to the converted values.
Note on K99: gepadmin: 1. If you choose "Full Conversion" then Column BA (AMOUNT) and Column BB (TAXES) BOTH values will be convert based on selected Currency in (Column L). 2. If you choose "Partial Conversion" then Column BA (AMOUNT) only will be converted based on selected currency (Column L) and Column BB (TAXES) value (INR) will be added to the converted values.
Note on K100: gepadmin: 1. If you choose "Full Conversion" then Column BA (AMOUNT) and Column BB (TAXES) BOTH values will be convert based on selected Currency in (Column L). 2. If you choose "Partial Conversion" then Column BA (AMOUNT) only will be converted based on selected currency (Column L) and Column BB (TAXES) value (INR) will be added to the converted values.
Note on K107: gepadmin: 1. If you choose "Full Conversion" then Column BA (AMOUNT) and Column BB (TAXES) BOTH values will be convert based on selected Currency in (Column L). 2. If you choose "Partial Conversion" then Column BA (AMOUNT) only will be converted based on selected currency (Column L) and Column BB (TAXES) value (INR) will be added to the converted values.
Note on K106: gepadmin: 1. If you choose "Full Conversion" then Column BA (AMOUNT) and Column BB (TAXES) BOTH values will be convert based on selected Currency in (Column L). 2. If you choose "Partial Conversion" then Column BA (AMOUNT) only will be converted based on selected currency (Column L) and Column BB (TAXES) value (INR) will be added to the converted values.
Note on K118: gepadmin: 1. If you choose "Full Conversion" then Column BA (AMOUNT) and Column BB (TAXES) BOTH values will be convert based on selected Currency in (Column L). 2. If you choose "Partial Conversion" then Column BA (AMOUNT) only will be converted based on selected currency (Column L) and Column BB (TAXES) value (INR) will be added to the converted values.
Note on K119: gepadmin: 1. If you choose "Full Conversion" then Column BA (AMOUNT) and Column BB (TAXES) BOTH values will be convert based on selected Currency in (Column L). 2. If you choose "Partial Conversion" then Column BA (AMOUNT) only will be converted based on selected currency (Column L) and Column BB (TAXES) value (INR) will be added to the converted values.
Note on K124: gepadmin: 1. If you choose "Full Conversion" then Column BA (AMOUNT) and Column BB (TAXES) BOTH values will be convert based on selected Currency in (Column L). 2. If you choose "Partial Conversion" then Column BA (AMOUNT) only will be converted based on selected currency (Column L) and Column BB (TAXES) value (INR) will be added to the converted values.
Note on K86: gepadmin: 1. If you choose "Full Conversion" then Column BA (AMOUNT) and Column BB (TAXES) BOTH values will be convert based on selected Currency in (Column L). 2. If you choose "Partial Conversion" then Column BA (AMOUNT) only will be converted based on selected currency (Column L) and Column BB (TAXES) value (INR) will be added to the converted values.
Note on K69: gepadmin: 1. If you choose "Full Conversion" then Column BA (AMOUNT) and Column BB (TAXES) BOTH values will be convert based on selected Currency in (Column L). 2. If you choose "Partial Conversion" then Column BA (AMOUNT) only will be converted based on selected currency (Column L) and Column BB (TAXES) value (INR) will be added to the converted values.
Note on K22: gepadmin: 1. If you choose "Full Conversion" then Column BA (AMOUNT) and Column BB (TAXES) BOTH values will be convert based on selected Currency in (Column L). 2. If you choose "Partial Conversion" then Column BA (AMOUNT) only will be converted based on selected currency (Column L) and Column BB (TAXES) value (INR) will be added to the converted values.
Note on K130: gepadmin: 1. If you choose "Full Conversion" then Column BA (AMOUNT) and Column BB (TAXES) BOTH values will be convert based on selected Currency in (Column L). 2. If you choose "Partial Conversion" then Column BA (AMOUNT) only will be converted based on selected currency (Column L) and Column BB (TAXES) value (INR) will be added to the converted values.
Note on K136: gepadmin: 1. If you choose "Full Conversion" then Column BA (AMOUNT) and Column BB (TAXES) BOTH values will be convert based on selected Currency in (Column L). 2. If you choose "Partial Conversion" then Column BA (AMOUNT) only will be converted based on selected currency (Column L) and Column BB (TAXES) value (INR) will be added to the converted values.
Note on K142: gepadmin: 1. If you choose "Full Conversion" then Column BA (AMOUNT) and Column BB (TAXES) BOTH values will be convert based on selected Currency in (Column L). 2. If you choose "Partial Conversion" then Column BA (AMOUNT) only will be converted based on selected currency (Column L) and Column BB (TAXES) value (INR) will be added to the converted values.
Note on K147: gepadmin: 1. If you choose "Full Conversion" then Column BA (AMOUNT) and Column BB (TAXES) BOTH values will be convert based on selected Currency in (Column L). 2. If you choose "Partial Conversion" then Column BA (AMOUNT) only will be converted based on selected currency (Column L) and Column BB (TAXES) value (INR) will be added to the converted values.
Note on K152: gepadmin: 1. If you choose "Full Conversion" then Column BA (AMOUNT) and Column BB (TAXES) BOTH values will be convert based on selected Currency in (Column L). 2. If you choose "Partial Conversion" then Column BA (AMOUNT) only will be converted based on selected currency (Column L) and Column BB (TAXES) value (INR) will be added to the converted values.
Note on K164: gepadmin: 1. If you choose "Full Conversion" then Column BA (AMOUNT) and Column BB (TAXES) BOTH values will be convert based on selected Currency in (Column L). 2. If you choose "Partial Conversion" then Column BA (AMOUNT) only will be converted based on selected currency (Column L) and Column BB (TAXES) value (INR) will be added to the converted values.
Note on K165: gepadmin: 1. If you choose "Full Conversion" then Column BA (AMOUNT) and Column BB (TAXES) BOTH values will be convert based on selected Currency in (Column L). 2. If you choose "Partial Conversion" then Column BA (AMOUNT) only will be converted based on selected currency (Column L) and Column BB (TAXES) value (INR) will be added to the converted values.
Note on K168: gepadmin: 1. If you choose "Full Conversion" then Column BA (AMOUNT) and Column BB (TAXES) BOTH values will be convert based on selected Currency in (Column L). 2. If you choose "Partial Conversion" then Column BA (AMOUNT) only will be converted based on selected currency (Column L) and Column BB (TAXES) value (INR) will be added to the converted values.
Note on K170: gepadmin: 1. If you choose "Full Conversion" then Column BA (AMOUNT) and Column BB (TAXES) BOTH values will be convert based on selected Currency in (Column L). 2. If you choose "Partial Conversion" then Column BA (AMOUNT) only will be converted based on selected currency (Column L) and Column BB (TAXES) value (INR) will be added to the converted values.
Note on K175: gepadmin: 1. If you choose "Full Conversion" then Column BA (AMOUNT) and Column BB (TAXES) BOTH values will be convert based on selected Currency in (Column L). 2. If you choose "Partial Conversion" then Column BA (AMOUNT) only will be converted based on selected currency (Column L) and Column BB (TAXES) value (INR) will be added to the converted values.
Note on K179: gepadmin: 1. If you choose "Full Conversion" then Column BA (AMOUNT) and Column BB (TAXES) BOTH values will be convert based on selected Currency in (Column L). 2. If you choose "Partial Conversion" then Column BA (AMOUNT) only will be converted based on selected currency (Column L) and Column BB (TAXES) value (INR) will be added to the converted values.
Note on K190: gepadmin: 1. If you choose "Full Conversion" then Column BA (AMOUNT) and Column BB (TAXES) BOTH values will be convert based on selected Currency in (Column L). 2. If you choose "Partial Conversion" then Column BA (AMOUNT) only will be converted based on selected currency (Column L) and Column BB (TAXES) value (INR) will be added to the converted values.
Note on K191: gepadmin: 1. If you choose "Full Conversion" then Column BA (AMOUNT) and Column BB (TAXES) BOTH values will be convert based on selected Currency in (Column L). 2. If you choose "Partial Conversion" then Column BA (AMOUNT) only will be converted based on selected currency (Column L) and Column BB (TAXES) value (INR) will be added to the converted values.
Note on K197: gepadmin: 1. If you choose "Full Conversion" then Column BA (AMOUNT) and Column BB (TAXES) BOTH values will be convert based on selected Currency in (Column L). 2. If you choose "Partial Conversion" then Column BA (AMOUNT) only will be converted based on selected currency (Column L) and Column BB (TAXES) value (INR) will be added to the converted values.
Note on K203: gepadmin: 1. If you choose "Full Conversion" then Column BA (AMOUNT) and Column BB (TAXES) BOTH values will be convert based on selected Currency in (Column L). 2. If you choose "Partial Conversion" then Column BA (AMOUNT) only will be converted based on selected currency (Column L) and Column BB (TAXES) value (INR) will be added to the converted values.
Note on K204: gepadmin: 1. If you choose "Full Conversion" then Column BA (AMOUNT) and Column BB (TAXES) BOTH values will be convert based on selected Currency in (Column L). 2. If you choose "Partial Conversion" then Column BA (AMOUNT) only will be converted based on selected currency (Column L) and Column BB (TAXES) value (INR) will be added to the converted values.
Note on K205: gepadmin: 1. If you choose "Full Conversion" then Column BA (AMOUNT) and Column BB (TAXES) BOTH values will be convert based on selected Currency in (Column L). 2. If you choose "Partial Conversion" then Column BA (AMOUNT) only will be converted based on selected currency (Column L) and Column BB (TAXES) value (INR) will be added to the converted values.
Note on K212: gepadmin: 1. If you choose "Full Conversion" then Column BA (AMOUNT) and Column BB (TAXES) BOTH values will be convert based on selected Currency in (Column L). 2. If you choose "Partial Conversion" then Column BA (AMOUNT) only will be converted based on selected currency (Column L) and Column BB (TAXES) value (INR) will be added to the converted values.
Note on K157: gepadmin: 1. If you choose "Full Conversion" then Column BA (AMOUNT) and Column BB (TAXES) BOTH values will be convert based on selected Currency in (Column L). 2. If you choose "Partial Conversion" then Column BA (AMOUNT) only will be converted based on selected currency (Column L) and Column BB (TAXES) value (INR) will be added to the converted values.
Note on K243: gepadmin: 1. If you choose "Full Conversion" then Column BA (AMOUNT) and Column BB (TAXES) BOTH values will be convert based on selected Currency in (Column L). 2. If you choose "Partial Conversion" then Column BA (AMOUNT) only will be converted based on selected currency (Column L) and Column BB (TAXES) value (INR) will be added to the converted values.
Note on K244: gepadmin: 1. If you choose "Full Conversion" then Column BA (AMOUNT) and Column BB (TAXES) BOTH values will be convert based on selected Currency in (Column L). 2. If you choose "Partial Conversion" then Column BA (AMOUNT) only will be converted based on selected currency (Column L) and Column BB (TAXES) value (INR) will be added to the converted values.
Note on K246: gepadmin: 1. If you choose "Full Conversion" then Column BA (AMOUNT) and Column BB (TAXES) BOTH values will be convert based on selected Currency in (Column L). 2. If you choose "Partial Conversion" then Column BA (AMOUNT) only will be converted based on selected currency (Column L) and Column BB (TAXES) value (INR) will be added to the converted values.
Note on K307: gepadmin: 1. If you choose "Full Conversion" then Column BA (AMOUNT) and Column BB (TAXES) BOTH values will be convert based on selected Currency in (Column L). 2. If you choose "Partial Conversion" then Column BA (AMOUNT) only will be converted based on selected currency (Column L) and Column BB (TAXES) value (INR) will be added to the converted values.
Note on K310: gepadmin: 1. If you choose "Full Conversion" then Column BA (AMOUNT) and Column BB (TAXES) BOTH values will be convert based on selected Currency in (Column L). 2. If you choose "Partial Conversion" then Column BA (AMOUNT) only will be converted based on selected currency (Column L) and Column BB (TAXES) value (INR) will be added to the converted values.
Note on K313: gepadmin: 1. If you choose "Full Conversion" then Column BA (AMOUNT) and Column BB (TAXES) BOTH values will be convert based on selected Currency in (Column L). 2. If you choose "Partial Conversion" then Column BA (AMOUNT) only will be converted based on selected currency (Column L) and Column BB (TAXES) value (INR) will be added to the converted values.
Note on K316: gepadmin: 1. If you choose "Full Conversion" then Column BA (AMOUNT) and Column BB (TAXES) BOTH values will be convert based on selected Currency in (Column L). 2. If you choose "Partial Conversion" then Column BA (AMOUNT) only will be converted based on selected currency (Column L) and Column BB (TAXES) value (INR) will be added to the converted values.
Note on K322: gepadmin: 1. If you choose "Full Conversion" then Column BA (AMOUNT) and Column BB (TAXES) BOTH values will be convert based on selected Currency in (Column L). 2. If you choose "Partial Conversion" then Column BA (AMOUNT) only will be converted based on selected currency (Column L) and Column BB (TAXES) value (INR) will be added to the converted values.
Note on K326: gepadmin: 1. If you choose "Full Conversion" then Column BA (AMOUNT) and Column BB (TAXES) BOTH values will be convert based on selected Currency in (Column L). 2. If you choose "Partial Conversion" then Column BA (AMOUNT) only will be converted based on selected currency (Column L) and Column BB (TAXES) value (INR) will be added to the converted values.
Note on K112: gepadmin: 1. If you choose "Full Conversion" then Column BA (AMOUNT) and Column BB (TAXES) BOTH values will be convert based on selected Currency in (Column L). 2. If you choose "Partial Conversion" then Column BA (AMOUNT) only will be converted based on selected currency (Column L) and Column BB (TAXES) value (INR) will be added to the converted values.
Note on K113: gepadmin: 1. If you choose "Full Conversion" then Column BA (AMOUNT) and Column BB (TAXES) BOTH values will be convert based on selected Currency in (Column L). 2. If you choose "Partial Conversion" then Column BA (AMOUNT) only will be converted based on selected currency (Column L) and Column BB (TAXES) value (INR) will be added to the converted values.
Note on K114: gepadmin: 1. If you choose "Full Conversion" then Column BA (AMOUNT) and Column BB (TAXES) BOTH values will be convert based on selected Currency in (Column L). 2. If you choose "Partial Conversion" then Column BA (AMOUNT) only will be converted based on selected currency (Column L) and Column BB (TAXES) value (INR) will be added to the converted values.
Note on K115: gepadmin: 1. If you choose "Full Conversion" then Column BA (AMOUNT) and Column BB (TAXES) BOTH values will be convert based on selected Currency in (Column L). 2. If you choose "Partial Conversion" then Column BA (AMOUNT) only will be converted based on selected currency (Column L) and Column BB (TAXES) value (INR) will be added to the converted values.
Note on K116: gepadmin: 1. If you choose "Full Conversion" then Column BA (AMOUNT) and Column BB (TAXES) BOTH values will be convert based on selected Currency in (Column L). 2. If you choose "Partial Conversion" then Column BA (AMOUNT) only will be converted based on selected currency (Column L) and Column BB (TAXES) value (INR) will be added to the converted values.
Note on K327: gepadmin: 1. If you choose "Full Conversion" then Column BA (AMOUNT) and Column BB (TAXES) BOTH values will be convert based on selected Currency in (Column L). 2. If you choose "Partial Conversion" then Column BA (AMOUNT) only will be converted based on selected currency (Column L) and Column BB (TAXES) value (INR) will be added to the converted values.
Note on K331: gepadmin: 1. If you choose "Full Conversion" then Column BA (AMOUNT) and Column BB (TAXES) BOTH values will be convert based on selected Currency in (Column L). 2. If you choose "Partial Conversion" then Column BA (AMOUNT) only will be converted based on selected currency (Column L) and Column BB (TAXES) value (INR) will be added to the converted values.
Note on K335: gepadmin: 1. If you choose "Full Conversion" then Column BA (AMOUNT) and Column BB (TAXES) BOTH values will be convert based on selected Currency in (Column L). 2. If you choose "Partial Conversion" then Column BA (AMOUNT) only will be converted based on selected currency (Column L) and Column BB (TAXES) value (INR) will be added to the converted values.
Note on K336: gepadmin: 1. If you choose "Full Conversion" then Column BA (AMOUNT) and Column BB (TAXES) BOTH values will be convert based on selected Currency in (Column L). 2. If you choose "Partial Conversion" then Column BA (AMOUNT) only will be converted based on selected currency (Column L) and Column BB (TAXES) value (INR) will be added to the converted values.
Note on K337: gepadmin: 1. If you choose "Full Conversion" then Column BA (AMOUNT) and Column BB (TAXES) BOTH values will be convert based on selected Currency in (Column L). 2. If you choose "Partial Conversion" then Column BA (AMOUNT) only will be converted based on selected currency (Column L) and Column BB (TAXES) value (INR) will be added to the converted values.
Note on K340: gepadmin: 1. If you choose "Full Conversion" then Column BA (AMOUNT) and Column BB (TAXES) BOTH values will be convert based on selected Currency in (Column L). 2. If you choose "Partial Conversion" then Column BA (AMOUNT) only will be converted based on selected currency (Column L) and Column BB (TAXES) value (INR) will be added to the converted values.
Note on K346: gepadmin: 1. If you choose "Full Conversion" then Column BA (AMOUNT) and Column BB (TAXES) BOTH values will be convert based on selected Currency in (Column L). 2. If you choose "Partial Conversion" then Column BA (AMOUNT) only will be converted based on selected currency (Column L) and Column BB (TAXES) value (INR) will be added to the converted values.
Note on K350: gepadmin: 1. If you choose "Full Conversion" then Column BA (AMOUNT) and Column BB (TAXES) BOTH values will be convert based on selected Currency in (Column L). 2. If you choose "Partial Conversion" then Column BA (AMOUNT) only will be converted based on selected currency (Column L) and Column BB (TAXES) value (INR) will be added to the converted values.
Note on K351: gepadmin: 1. If you choose "Full Conversion" then Column BA (AMOUNT) and Column BB (TAXES) BOTH values will be convert based on selected Currency in (Column L). 2. If you choose "Partial Conversion" then Column BA (AMOUNT) only will be converted based on selected currency (Column L) and Column BB (TAXES) value (INR) will be added to the converted values.
Note on K355: gepadmin: 1. If you choose "Full Conversion" then Column BA (AMOUNT) and Column BB (TAXES) BOTH values will be convert based on selected Currency in (Column L). 2. If you choose "Partial Conversion" then Column BA (AMOUNT) only will be converted based on selected currency (Column L) and Column BB (TAXES) value (INR) will be added to the converted values.
Note on K358: gepadmin: 1. If you choose "Full Conversion" then Column BA (AMOUNT) and Column BB (TAXES) BOTH values will be convert based on selected Currency in (Column L). 2. If you choose "Partial Conversion" then Column BA (AMOUNT) only will be converted based on selected currency (Column L) and Column BB (TAXES) value (INR) will be added to the converted values.
Note on K360: gepadmin: 1. If you choose "Full Conversion" then Column BA (AMOUNT) and Column BB (TAXES) BOTH values will be convert based on selected Currency in (Column L). 2. If you choose "Partial Conversion" then Column BA (AMOUNT) only will be converted based on selected currency (Column L) and Column BB (TAXES) value (INR) will be added to the converted values.
Note on K362: gepadmin: 1. If you choose "Full Conversion" then Column BA (AMOUNT) and Column BB (TAXES) BOTH values will be convert based on selected Currency in (Column L). 2. If you choose "Partial Conversion" then Column BA (AMOUNT) only will be converted based on selected currency (Column L) and Column BB (TAXES) value (INR) will be added to the converted values.
Note on K364: gepadmin: 1. If you choose "Full Conversion" then Column BA (AMOUNT) and Column BB (TAXES) BOTH values will be convert based on selected Currency in (Column L). 2. If you choose "Partial Conversion" then Column BA (AMOUNT) only will be converted based on selected currency (Column L) and Column BB (TAXES) value (INR) will be added to the converted values.
Note on K366: gepadmin: 1. If you choose "Full Conversion" then Column BA (AMOUNT) and Column BB (TAXES) BOTH values will be convert based on selected Currency in (Column L). 2. If you choose "Partial Conversion" then Column BA (AMOUNT) only will be converted based on selected currency (Column L) and Column BB (TAXES) value (INR) will be added to the converted values.
Note on K368: gepadmin: 1. If you choose "Full Conversion" then Column BA (AMOUNT) and Column BB (TAXES) BOTH values will be convert based on selected Currency in (Column L). 2. If you choose "Partial Conversion" then Column BA (AMOUNT) only will be converted based on selected currency (Column L) and Column BB (TAXES) value (INR) will be added to the converted values.
Note on K370: gepadmin: 1. If you choose "Full Conversion" then Column BA (AMOUNT) and Column BB (TAXES) BOTH values will be convert based on selected Currency in (Column L). 2. If you choose "Partial Conversion" then Column BA (AMOUNT) only will be converted based on selected currency (Column L) and Column BB (TAXES) value (INR) will be added to the converted values.
Note on K372: gepadmin: 1. If you choose "Full Conversion" then Column BA (AMOUNT) and Column BB (TAXES) BOTH values will be convert based on selected Currency in (Column L). 2. If you choose "Partial Conversion" then Column BA (AMOUNT) only will be converted based on selected currency (Column L) and Column BB (TAXES) value (INR) will be added to the converted values.
Note on K374: gepadmin: 1. If you choose "Full Conversion" then Column BA (AMOUNT) and Column BB (TAXES) BOTH values will be convert based on selected Currency in (Column L). 2. If you choose "Partial Conversion" then Column BA (AMOUNT) only will be converted based on selected currency (Column L) and Column BB (TAXES) value (INR) will be added to the converted values.
Note on K376: gepadmin: 1. If you choose "Full Conversion" then Column BA (AMOUNT) and Column BB (TAXES) BOTH values will be convert based on selected Currency in (Column L). 2. If you choose "Partial Conversion" then Column BA (AMOUNT) only will be converted based on selected currency (Column L) and Column BB (TAXES) value (INR) will be added to the converted values.
Note on K378: gepadmin: 1. If you choose "Full Conversion" then Column BA (AMOUNT) and Column BB (TAXES) BOTH values will be convert based on selected Currency in (Column L). 2. If you choose "Partial Conversion" then Column BA (AMOUNT) only will be converted based on selected currency (Column L) and Column BB (TAXES) value (INR) will be added to the converted values.
Note on K380: gepadmin: 1. If you choose "Full Conversion" then Column BA (AMOUNT) and Column BB (TAXES) BOTH values will be convert based on selected Currency in (Column L). 2. If you choose "Partial Conversion" then Column BA (AMOUNT) only will be converted based on selected currency (Column L) and Column BB (TAXES) value (INR) will be added to the converted values.
Note on K382: gepadmin: 1. If you choose "Full Conversion" then Column BA (AMOUNT) and Column BB (TAXES) BOTH values will be convert based on selected Currency in (Column L). 2. If you choose "Partial Conversion" then Column BA (AMOUNT) only will be converted based on selected currency (Column L) and Column BB (TAXES) value (INR) will be added to the converted values.
Note on K384: gepadmin: 1. If you choose "Full Conversion" then Column BA (AMOUNT) and Column BB (TAXES) BOTH values will be convert based on selected Currency in (Column L). 2. If you choose "Partial Conversion" then Column BA (AMOUNT) only will be converted based on selected currency (Column L) and Column BB (TAXES) value (INR) will be added to the converted values.
Note on K386: gepadmin: 1. If you choose "Full Conversion" then Column BA (AMOUNT) and Column BB (TAXES) BOTH values will be convert based on selected Currency in (Column L). 2. If you choose "Partial Conversion" then Column BA (AMOUNT) only will be converted based on selected currency (Column L) and Column BB (TAXES) value (INR) will be added to the converted values.
Note on K388: gepadmin: 1. If you choose "Full Conversion" then Column BA (AMOUNT) and Column BB (TAXES) BOTH values will be convert based on selected Currency in (Column L). 2. If you choose "Partial Conversion" then Column BA (AMOUNT) only will be converted based on selected currency (Column L) and Column BB (TAXES) value (INR) will be added to the converted values.
Note on K390: gepadmin: 1. If you choose "Full Conversion" then Column BA (AMOUNT) and Column BB (TAXES) BOTH values will be convert based on selected Currency in (Column L). 2. If you choose "Partial Conversion" then Column BA (AMOUNT) only will be converted based on selected currency (Column L) and Column BB (TAXES) value (INR) will be added to the converted values.
Note on K392: gepadmin: 1. If you choose "Full Conversion" then Column BA (AMOUNT) and Column BB (TAXES) BOTH values will be convert based on selected Currency in (Column L). 2. If you choose "Partial Conversion" then Column BA (AMOUNT) only will be converted based on selected currency (Column L) and Column BB (TAXES) value (INR) will be added to the converted values.
Note on K394: gepadmin: 1. If you choose "Full Conversion" then Column BA (AMOUNT) and Column BB (TAXES) BOTH values will be convert based on selected Currency in (Column L). 2. If you choose "Partial Conversion" then Column BA (AMOUNT) only will be converted based on selected currency (Column L) and Column BB (TAXES) value (INR) will be added to the converted values.
Note on K396: gepadmin: 1. If you choose "Full Conversion" then Column BA (AMOUNT) and Column BB (TAXES) BOTH values will be convert based on selected Currency in (Column L). 2. If you choose "Partial Conversion" then Column BA (AMOUNT) only will be converted based on selected currency (Column L) and Column BB (TAXES) value (INR) will be added to the converted values.
Note on K398: gepadmin: 1. If you choose "Full Conversion" then Column BA (AMOUNT) and Column BB (TAXES) BOTH values will be convert based on selected Currency in (Column L). 2. If you choose "Partial Conversion" then Column BA (AMOUNT) only will be converted based on selected currency (Column L) and Column BB (TAXES) value (INR) will be added to the converted values.
Note on K400: gepadmin: 1. If you choose "Full Conversion" then Column BA (AMOUNT) and Column BB (TAXES) BOTH values will be convert based on selected Currency in (Column L). 2. If you choose "Partial Conversion" then Column BA (AMOUNT) only will be converted based on selected currency (Column L) and Column BB (TAXES) value (INR) will be added to the converted values.
Note on K402: gepadmin: 1. If you choose "Full Conversion" then Column BA (AMOUNT) and Column BB (TAXES) BOTH values will be convert based on selected Currency in (Column L). 2. If you choose "Partial Conversion" then Column BA (AMOUNT) only will be converted based on selected currency (Column L) and Column BB (TAXES) value (INR) will be added to the converted values.
Note on K404: gepadmin: 1. If you choose "Full Conversion" then Column BA (AMOUNT) and Column BB (TAXES) BOTH values will be convert based on selected Currency in (Column L). 2. If you choose "Partial Conversion" then Column BA (AMOUNT) only will be converted based on selected currency (Column L) and Column BB (TAXES) value (INR) will be added to the converted values.
Note on K406: gepadmin: 1. If you choose "Full Conversion" then Column BA (AMOUNT) and Column BB (TAXES) BOTH values will be convert based on selected Currency in (Column L). 2. If you choose "Partial Conversion" then Column BA (AMOUNT) only will be converted based on selected currency (Column L) and Column BB (TAXES) value (INR) will be added to the converted values.
Note on K408: gepadmin: 1. If you choose "Full Conversion" then Column BA (AMOUNT) and Column BB (TAXES) BOTH values will be convert based on selected Currency in (Column L). 2. If you choose "Partial Conversion" then Column BA (AMOUNT) only will be converted based on selected currency (Column L) and Column BB (TAXES) value (INR) will be added to the converted values.
Note on K410: gepadmin: 1. If you choose "Full Conversion" then Column BA (AMOUNT) and Column BB (TAXES) BOTH values will be convert based on selected Currency in (Column L). 2. If you choose "Partial Conversion" then Column BA (AMOUNT) only will be converted based on selected currency (Column L) and Column BB (TAXES) value (INR) will be added to the converted values.
Note on K412: gepadmin: 1. If you choose "Full Conversion" then Column BA (AMOUNT) and Column BB (TAXES) BOTH values will be convert based on selected Currency in (Column L). 2. If you choose "Partial Conversion" then Column BA (AMOUNT) only will be converted based on selected currency (Column L) and Column BB (TAXES) value (INR) will be added to the converted values.
Note on K414: gepadmin: 1. If you choose "Full Conversion" then Column BA (AMOUNT) and Column BB (TAXES) BOTH values will be convert based on selected Currency in (Column L). 2. If you choose "Partial Conversion" then Column BA (AMOUNT) only will be converted based on selected currency (Column L) and Column BB (TAXES) value (INR) will be added to the converted values.
Note on K416: gepadmin: 1. If you choose "Full Conversion" then Column BA (AMOUNT) and Column BB (TAXES) BOTH values will be convert based on selected Currency in (Column L). 2. If you choose "Partial Conversion" then Column BA (AMOUNT) only will be converted based on selected currency (Column L) and Column BB (TAXES) value (INR) will be added to the converted values.
Note on K418: gepadmin: 1. If you choose "Full Conversion" then Column BA (AMOUNT) and Column BB (TAXES) BOTH values will be convert based on selected Currency in (Column L). 2. If you choose "Partial Conversion" then Column BA (AMOUNT) only will be converted based on selected currency (Column L) and Column BB (TAXES) value (INR) will be added to the converted values.
Note on K420: gepadmin: 1. If you choose "Full Conversion" then Column BA (AMOUNT) and Column BB (TAXES) BOTH values will be convert based on selected Currency in (Column L). 2. If you choose "Partial Conversion" then Column BA (AMOUNT) only will be converted based on selected currency (Column L) and Column BB (TAXES) value (INR) will be added to the converted values.
Note on K422: gepadmin: 1. If you choose "Full Conversion" then Column BA (AMOUNT) and Column BB (TAXES) BOTH values will be convert based on selected Currency in (Column L). 2. If you choose "Partial Conversion" then Column BA (AMOUNT) only will be converted based on selected currency (Column L) and Column BB (TAXES) value (INR) will be added to the converted values.
Note on K424: gepadmin: 1. If you choose "Full Conversion" then Column BA (AMOUNT) and Column BB (TAXES) BOTH values will be convert based on selected Currency in (Column L). 2. If you choose "Partial Conversion" then Column BA (AMOUNT) only will be converted based on selected currency (Column L) and Column BB (TAXES) value (INR) will be added to the converted values.
Note on K426: gepadmin: 1. If you choose "Full Conversion" then Column BA (AMOUNT) and Column BB (TAXES) BOTH values will be convert based on selected Currency in (Column L). 2. If you choose "Partial Conversion" then Column BA (AMOUNT) only will be converted based on selected currency (Column L) and Column BB (TAXES) value (INR) will be added to the converted values.
Note on K428: gepadmin: 1. If you choose "Full Conversion" then Column BA (AMOUNT) and Column BB (TAXES) BOTH values will be convert based on selected Currency in (Column L). 2. If you choose "Partial Conversion" then Column BA (AMOUNT) only will be converted based on selected currency (Column L) and Column BB (TAXES) value (INR) will be added to the converted values.
Note on K430: gepadmin: 1. If you choose "Full Conversion" then Column BA (AMOUNT) and Column BB (TAXES) BOTH values will be convert based on selected Currency in (Column L). 2. If you choose "Partial Conversion" then Column BA (AMOUNT) only will be converted based on selected currency (Column L) and Column BB (TAXES) value (INR) will be added to the converted values.
Note on K432: gepadmin: 1. If you choose "Full Conversion" then Column BA (AMOUNT) and Column BB (TAXES) BOTH values will be convert based on selected Currency in (Column L). 2. If you choose "Partial Conversion" then Column BA (AMOUNT) only will be converted based on selected currency (Column L) and Column BB (TAXES) value (INR) will be added to the converted values.
Note on K434: gepadmin: 1. If you choose "Full Conversion" then Column BA (AMOUNT) and Column BB (TAXES) BOTH values will be convert based on selected Currency in (Column L). 2. If you choose "Partial Conversion" then Column BA (AMOUNT) only will be converted based on selected currency (Column L) and Column BB (TAXES) value (INR) will be added to the converted values.
Note on K436: gepadmin: 1. If you choose "Full Conversion" then Column BA (AMOUNT) and Column BB (TAXES) BOTH values will be convert based on selected Currency in (Column L). 2. If you choose "Partial Conversion" then Column BA (AMOUNT) only will be converted based on selected currency (Column L) and Column BB (TAXES) value (INR) will be added to the converted values.
Note on K437: gepadmin: 1. If you choose "Full Conversion" then Column BA (AMOUNT) and Column BB (TAXES) BOTH values will be convert based on selected Currency in (Column L). 2. If you choose "Partial Conversion" then Column BA (AMOUNT) only will be converted based on selected currency (Column L) and Column BB (TAXES) value (INR) will be added to the converted values.
Note on K439: gepadmin: 1. If you choose "Full Conversion" then Column BA (AMOUNT) and Column BB (TAXES) BOTH values will be convert based on selected Currency in (Column L). 2. If you choose "Partial Conversion" then Column BA (AMOUNT) only will be converted based on selected currency (Column L) and Column BB (TAXES) value (INR) will be added to the converted values.
Note on K441: gepadmin: 1. If you choose "Full Conversion" then Column BA (AMOUNT) and Column BB (TAXES) BOTH values will be convert based on selected Currency in (Column L). 2. If you choose "Partial Conversion" then Column BA (AMOUNT) only will be converted based on selected currency (Column L) and Column BB (TAXES) value (INR) will be added to the converted values.
Note on K443: gepadmin: 1. If you choose "Full Conversion" then Column BA (AMOUNT) and Column BB (TAXES) BOTH values will be convert based on selected Currency in (Column L). 2. If you choose "Partial Conversion" then Column BA (AMOUNT) only will be converted based on selected currency (Column L) and Column BB (TAXES) value (INR) will be added to the converted values.
Note on K445: gepadmin: 1. If you choose "Full Conversion" then Column BA (AMOUNT) and Column BB (TAXES) BOTH values will be convert based on selected Currency in (Column L). 2. If you choose "Partial Conversion" then Column BA (AMOUNT) only will be converted based on selected currency (Column L) and Column BB (TAXES) value (INR) will be added to the converted values.
Note on K447: gepadmin: 1. If you choose "Full Conversion" then Column BA (AMOUNT) and Column BB (TAXES) BOTH values will be convert based on selected Currency in (Column L). 2. If you choose "Partial Conversion" then Column BA (AMOUNT) only will be converted based on selected currency (Column L) and Column BB (TAXES) value (INR) will be added to the converted values.
Note on K449: gepadmin: 1. If you choose "Full Conversion" then Column BA (AMOUNT) and Column BB (TAXES) BOTH values will be convert based on selected Currency in (Column L). 2. If you choose "Partial Conversion" then Column BA (AMOUNT) only will be converted based on selected currency (Column L) and Column BB (TAXES) value (INR) will be added to the converted values.
Note on K451: gepadmin: 1. If you choose "Full Conversion" then Column BA (AMOUNT) and Column BB (TAXES) BOTH values will be convert based on selected Currency in (Column L). 2. If you choose "Partial Conversion" then Column BA (AMOUNT) only will be converted based on selected currency (Column L) and Column BB (TAXES) value (INR) will be added to the converted values.

## Macros
Please Enable Macros to View BoQ information