## BoQ1 (hidden)
Percentage BoQ
BoQ_Ver3.0 | Percentage | Normal | INR Only | INR
Select, At Par, Excess (+), Less (-) |  | IOCL
Tender Inviting Authority: The Additional Chief Engineer, W.B.P.H&.I.D.Corpn. Ltd.
Name of Work: Repair, renovation and Up-gradation of two storied (G+1) Wirless Building at Sadar Police Station in Darjeeling.
Contract No: WBPHIDCL/Addl.CE/NIT- 35(e)/2019-2020 For Sl. No.7 (3rd Call)
Bidder Name :
PRICE SCHEDULE (This BOQ template must not be modified/replaced by the bidder and the same should be uploaded after filling the relevent columns, else the bidder is liable to be rejected for this tender. Bidders are allowed to enter the Bidder Name and Values only )
NUMBER # | TEXT # | TEXT # | NUMBER # | TEXT # | NUMBER | NUMBER | TEXT | TEXT # | NUMBER # | TEXT# | TEXT # | NUMBER # | NUMBER | NUMBER | NUMBER | NUMBER | TEXT | TEXT | NUMBER | NUMBER | NUMBER | NUMBER | TEXT | TEXT | NUMBER | NUMBER | NUMBER | NUMBER | TEXT | TEXT | NUMBER | NUMBER | NUMBER | NUMBER | TEXT | TEXT | NUMBER | NUMBER | NUMBER | NUMBER | TEXT | TEXT | NUMBER | NUMBER | NUMBER # | NUMBER # | TEXT | TEXT | NUMBER # | NUMBER # | DATE | NUMBER # | NUMBER # | TEXT #
Sl. No. | Item Description | Item Code / Make | Quantity | Units | Estimated Rate |  |  | Addition / Deduction | Addition / Deduction Values | Currency Convertion against each Item | Quoted Currency in INR / Other Currency | BASIC RATE In Figures To be entered by the Bidder Rs. P | Excise Duty | VAT | Freight Charges ( Unloading & Stacking) | Any Other Taxes/Duties/Levies |  |  | Other Taxes 2 | IIIrd Party i.e DGS&D / RITES etc Inspection Charges @0.34%+Service Tax | Less for Cenvat Credit,if any respect of Supplies Under full Excise Duty Category | [30 empty] | TOTAL AMOUNT With Taxes | TOTAL AMOUNT With Taxes | TOTAL AMOUNT In Words
1 | 2 | 3 | 4 | 5 | 6 | 7 | 8 | 9 | 10 | 11 | 12 | 13 | 14 | 15 | 16 | 17 | 18 | 19 | 20 | 21 | 22 | 23 | 24 | 25 | 26 | 27 | 28 | 29 | 30 | 31 | 32 | 33 | 34 | 35 | 36 | 37 | 38 | 39 | 40 | 41 | 42 | 43 | 44 | 45 | 46 | 47 | 48 | 49 | 50 | 51 | 52 | 53 | 54 | 55
1 | Civil work for Quarter | BI01010001010000000000000515BI0100001112 | [62 empty] | 1 | Construction of chamber for 100mm sluices valve | item1 | 10 | 1 Nos
2 | Cleaning and removing conservancy garbage mixed with rubbish & other filthy materials from the road side flank, drain and compound including sutting, loading, unloading to and from truck or cart by Mathor labour & removing the same to any distance. | BI01010001010000000000000515BI0100001113 | 50 | Cum | 64.0485 | 3202.4272 |  | Excess(+) | 1 | Full Conversion | INR | [40 empty] | 3202.4272 | 3202.4272 | INR Three Thousand Two Hundred & Two and Paise Forty Three Only | 1956 | 119.27 | 134.9182 | 2212.6272 | 56.62 | 67.944 | 76.8583 | 56.62 | 64.0485 |  | 1.02 | Construction of chamber for 100mm sluice plates | item2 | 213 | Nos
3 | Removing loose scales, blisters etc. from old painted surface and thoroughly smoothening the surface to make the same suitable for receiving fresh coat of paint. | BI01010001010000000000000515BI0100001114 | 265 | Sqm | 23.7552 | 6295.128 |  | Excess(+) | 1 | Full Conversion | INR | [40 empty] | 6295.128 | 6295.128 | INR Six Thousand Two Hundred & Ninety Five and Paise Thirteen Only | 2006 | 192.38 | 217.6203 | 2269.1872 | 21 | 25.2 | 28.5062 | 21 | 23.7552 |  | 2 | Construction of chamber for 100mm sluices valve | item3 | 10 | Nos
4 | Surface Dressing of the ground in any kind of soil including removing vegetation inequalities not exceeding 15 cm depth and disposal of the rubbish within a lead upto 75 m as directed. | BI01010001010000000000000515BI0100001115 | 132 | Sqm | 11.312 | 1493.184 |  | Excess(+) | 1 | Full Conversion | INR | [40 empty] | 1493.184 | 1493.184 | INR One Thousand Four Hundred & Ninety Three and Paise Eighteen Only | 2056 | 24 | 27.1488 | 2325.7472 | 10 | 10 | 11.312 | 10 | 11.312 |  | 3 | Supplying, Conveying and fixing spls. Including ea | item4 | 10 | Nos
5 | Uprooting and removing plants from the surface of walls parapet etc and making good damages. (Repairing of damages to be paid separately). (a) Small plant of girth of exposed stem upto 75 mm. lift upto 6 mtr. | BI01010001010000000000000515BI0100001116 | 5 | Each | 56.56 | 282.8 |  | Excess(+) | 1 | Full Conversion | INR | [40 empty] | 282.8 | 282.8 | INR Two Hundred & Eighty Two and Paise Eighty Only | 3006 | 110 | 124.432 | 3400.3872 | 50 | 60 | 67.872 | 50 | 56.56 |  | 1.01 | Supplying, Conveying and fixing spls. Including eart | item1 | 123.223 | Nos
6 | Removing old paint from blistered painted surface of steel or other metal by chipping including scraping and cleaning and exposing the original surface | BI01010001010000000000000515BI0100001117 | 150 | sqm | 54.2976 | 8144.64 |  | Excess(+) | 1 | Full Conversion | INR | [40 empty] | 8144.64 | 8144.64 | INR Eight Thousand One Hundred & Forty Four and Paise Sixty Four Only | 447 | 633.27 | 716.355 | 505.6464 | 48 | 57.6 | 65.1571 | 48 | 54.2976 |  | 1.02 | Construction of chamber for 100mm sluice plates | item2 | 213 | Nos
7 | Removal of rubbish,earth etc. from the working site and disposal of the same beyond the compound, in conformity with the Municipal / Corporation Rules for such disposal, loading into truck and cleaning the site in all respect as per direction of Engineer in charge | BI01010001010000000000000515BI0100001118 | 63.25 | cum | 187.7792 | 11877.0344 |  | Excess(+) | 1 | Full Conversion | INR | [40 empty] | 11877.0344 | 11877.0344 | INR Eleven Thousand Eight Hundred & Seventy Seven and Paise Three Only | 497 | 324 | 366.5088 | 562.2064 |  | 166 | 187.7792 | 166 | 187.7792 |  | 2 | Construction of chamber for 100mm sluices valve | item3 | 10 | Nos
8 | Dismantling artificial stone flooring upto 50 mm. thick by carefully chiselling without damaging the base and removing rubbish as directed within a lead of 75 m. a) In ground floor including roof. (A) AT GROUND FLOOR | BI01010001010000000000000515BI0100001119 | 144 | Sqm | 56.56 | 8144.64 |  | Excess(+) | 1 | Full Conversion | INR | [40 empty] | 8144.64 | 8144.64 | INR Eight Thousand One Hundred & Forty Four and Paise Sixty Four Only | 547 | 4006 | 4531.5872 | 618.7664 |  | 50 | 56.56 | 50 | 56.56 |  | 3 | Supplying, Conveying and fixing spls. Including ea | item4 | 10 | Nos
9 | Dismantling artificial stone flooring upto 50 mm. thick by carefully chiselling without damaging the base and removing rubbish as directed within a lead of 75 m. a) In ground floor including roof. (B) AT FIRST FLOOR | BI01010001010000000000000515BI0100001120 | 144 | Sqm | 63.3472 | 9121.9968 |  | Excess(+) | 1 | Full Conversion | INR | [40 empty] | 9121.9968 | 9121.9968 | INR Nine Thousand One Hundred & Twenty One and Paise One Hundred Only | 597 | 5702 | 6450.1024 | 675.3264 |  | 939 | 1062.1968 | 56 | 63.3472 |  | 1.01 | Supplying, Conveying and fixing spls. Including eart | item1 | 123.223 | Nos
10 | Dismantling artificial stone flooring upto 50 mm. thick by carefully chiselling without damaging the base and removing rubbish as directed within a lead of 75 m. a) In ground floor including roof. (C) AT SECOND FLOOR | BI01010001010000000000000515BI0100001121 | 144 | Sqm | 70.1344 | 10099.3536 |  | Excess(+) | 1 | Full Conversion | INR | [40 empty] | 10099.3536 | 10099.3536 | INR Ten Thousand &Ninety Nine and Paise Thirty Five Only | 328 | 5797 | 6557.5664 | 371.0336 |  | 447 | 505.6464 | 62 | 70.1344 |  | 1.02 | Construction of chamber for 100mm sluice plates | item2 | 213 | Nos
11 | Dismantling all types of plain cement concrete works, stacking serviceable materials at site and removing rubbish as directed within a lead of 75 m. upto 150 mm thick. (A) AT GROUND FLOOR | BI01010001010000000000000515BI0100001122 | 1.932 | cum | 1062.1968 | 2052.1642 |  | Excess(+) | 1 | Full Conversion | INR | [40 empty] | 2052.1642 | 2052.1642 | INR Two Thousand &Fifty Two and Paise Sixteen Only | 346 | 5892 | 6665.0304 | 391.3952 |  | 57 | 64.4784 | 939 | 1062.1968 |  | 2 | Construction of chamber for 100mm sluices valve | item3 | 10 | Nos
12 | Dismantling all types of plain cement concrete works, stacking serviceable materials at site and removing rubbish as directed within a lead of 75 m. upto 150 mm thick. (B) AT FIRST FLOOR | BI01010001010000000000000515BI0100001123 | 1.932 | cum | 1118.7568 | 2161.4381 |  | Excess(+) | 1 | Full Conversion | INR | [40 empty] | 2161.4381 | 2161.4381 | INR Two Thousand One Hundred & Sixty One and Paise Forty Four Only | 364 | 5987 | 6772.4944 | 411.7568 |  | 41 | 46.3792 | 989 | 1118.7568 |  | 1.01 | Supplying, Conveying and fixing spls. Including eart | item1 | 123.223 | Nos
13 | Dismantling all types of plain cement concrete works, stacking serviceable materials at site and removing rubbish as directed within a lead of 75 m. upto 150 mm thick. (C) AT SECOND FLOOR | BI01010001010000000000000515BI0100001124 | 1.932 | cum | 1175.3168 | 2270.7121 |  | Excess(+) | 1 | Full Conversion | INR | [40 empty] | 2270.7121 | 2270.7121 | INR Two Thousand Two Hundred & Seventy and Paise Seventy One Only | 382 | 6082 | 6879.9584 | 432.1184 |  | 278 | 314.4736 | 1039 | 1175.3168 |  | 1.02 | Construction of chamber for 100mm sluice plates | item2 | 213 | Nos
14 | Dismantling all types of masonry excepting cement concrete plain or reinforced, stacking serviceable materials at site and removing rubbish as directed within a lead of 75 m. (A) AT GROUND FLOOR | BI01010001010000000000000515BI0100001125 | 2.25 | cum | 505.6464 | 1137.7044 |  | Excess(+) | 1 | Full Conversion | INR | [40 empty] | 1137.7044 | 1137.7044 | INR One Thousand One Hundred & Thirty Seven and Paise Seventy Only | 6665.34 | 363 | 410.6256 | 7539.8326 |  | 19 | 21.4928 | 447 | 505.6464 |  | 2 | Construction of chamber for 100mm sluices valve | item3 | 10 | Nos
15 | Dismantling all types of masonry excepting cement concrete plain or reinforced, stacking serviceable materials at site and removing rubbish as directed within a lead of 75 m. (B) AT FIRST FLOOR | BI01010001010000000000000515BI0100001126 | 2.25 | cum | 562.2064 | 1264.9644 |  | Excess(+) | 1 | Full Conversion | INR | [40 empty] | 1264.9644 | 1264.9644 | INR One Thousand Two Hundred & Sixty Four and Paise Ninety Six Only | 6760.34 | 381 | 430.9872 | 7647.2966 | 90 | 108 | 122.1696 | 497 | 562.2064 |  | 3 | Supplying, Conveying and fixing spls. Including ea | item4 | 10 | Nos
16 | Dismantling all types of masonry excepting cement concrete plain or reinforced, stacking serviceable materials at site and removing rubbish as directed within a lead of 75 m. (C) AT SECOND FLOOR | BI01010001010000000000000515BI0100001127 | 2.25 | cum | 618.7664 | 1392.2244 |  | Excess(+) | 1 | Full Conversion | INR | [40 empty] | 1392.2244 | 1392.2244 | INR One Thousand Three Hundred & Ninety Two and Paise Twenty Two Only | 6855.34 | 399 | 451.3488 | 7754.7606 | 313 | 375.6 | 424.8787 | 547 | 618.7664
17 | Extra rate for careful dismantling and recovering at least 150 no of useable bricks per cum. | BI01010001010000000000000515BI0100001128 | 10.824 | cum | 64.4784 | 697.9142 |  | Excess(+) | 1 | Full Conversion | INR | [40 empty] | 697.9142 | 697.9142 | INR Six Hundred & Ninety Seven and Paise Ninety One Only | 6950.34 | 417 | 471.7104 | 7862.2246 | 176 | 211.2 | 238.9094 | 57 | 64.4784
18 | Stripping off worn out plaster and raking out joints of walls, celings etc. upto any height and in any floor including removing rubbish within a lead of 75m as directed | BI01010001010000000000000515BI0100001129 | 1500 | Sqm | 21.4928 |  |  | Excess(+) | 1 | Full Conversion | INR | [40 empty] | 32239.2 | 32239.2 | INR Thirty Two Thousand Two Hundred & Thirty Nine and Paise Twenty Only | 73743 | 435 | 492.072 | 83418.0816 | 186 | 223.2 | 252.4838 | 19 | 21.4928
19 | Applying 2 coats of bonding agent with synthetic multifunctional rubber emulsion having adhesive and water proofing properties by mixing with water in proportion (1 bonding agent : 4 water : 6 cement) as per Manufacturer's specification. For Water Proofing | BI01010001010000000000000515BI0100001130 | 188 | SqM | 101.808 |  |  | Excess(+) | 1 | Full Conversion | INR | [40 empty] | 19139.904 | 19139.904 | INR Nineteen Thousand One Hundred & Thirty Nine and Paise Ninety Only | 74173 | 73743 | 83418.0816 | 83904.4976 | 34 | 40.8 | 46.153 | 90 | 101.808
20 | Applying epoxy based reactive joining agent for joining the old concrete with fresh concrete to be applied within manufacturer's specified time as per manufacturers specification. (0.4 Kg / m² of concrete surface). | BI01010001010000000000000515BI0100001131 | 50 | Sqm | 354.0656 |  |  | Excess(+) | 1 | Full Conversion | INR | [40 empty] | 17703.28 | 17703.28 | INR Seventeen Thousand Seven Hundred & Three and Paise Twenty Eight Only | 74603 | 74173 | 83904.4976 | 84390.9136 | 34.4 | 41.28 | 46.6959 | 313 | 354.0656
21 | Plaster (to wall, floor, ceiling etc.) with sand and cement mortar including rounding off or chamfering corners as directed and raking out joints including throating, nosing and drip course, scaffolding/staging where necessary (Ground floor).[Excluding cost of chipping over concrete surface. (ii) c/ With 1:4 cement mortar 10 mm thick plaster. Ceiling Plaster (A) AT GROUND FLOOR | BI01010001010000000000000515BI0100001132 | 80 | SqM | 183.2544 |  |  | Excess(+) | 1 | Full Conversion | INR | [40 empty] | 14660.352 | 14660.352 | INR Fourteen Thousand Six Hundred & Sixty and Paise Thirty Five Only | 75033 | 74603 | 84390.9136 | 84877.3296 | 46 | 55.2 | 62.4422 | 162 | 183.2544
22 | Plaster (to wall, floor, ceiling etc.) with sand and cement mortar including rounding off or chamfering corners as directed and raking out joints including throating, nosing and drip course, scaffolding/staging where necessary (Ground floor).[Excluding cost of chipping over concrete surface. (ii) c/ With 1:4 cement mortar 10 mm thick plaster. Ceiling Plaster (B) AT FIRST FLOOR | BI01010001010000000000000515BI0100001133 | 80 | SqM | 188.6842 | 15094.7328 |  | Excess(+) | 1 | Full Conversion | INR | [40 empty] | 15094.7328 | 15094.7328 | INR Fifteen Thousand &Ninety Four and Paise Seventy Three Only | 19 | 75033 | 84877.3296 | 21.4928 | 71 | 85.2 | 96.3782 | 166.8 | 188.6842
23 | Plaster (to wall, floor, ceiling etc.) with sand and cement mortar including rounding off or chamfering corners as directed and raking out joints including throating, nosing and drip course, scaffolding/staging where necessary (Ground floor).[Excluding cost of chipping over concrete surface. (ii) c/ With 1:4 cement mortar 10 mm thick plaster. Ceiling Plaster (C) AT SECOND FLOOR | BI01010001010000000000000515BI0100001134 | 80 | SqM | 194.1139 | 15529.1136 |  | Excess(+) | 1 | Full Conversion | INR | [40 empty] | 15529.1136 | 15529.1136 | INR Fifteen Thousand Five Hundred & Twenty Nine and Paise Eleven Only | 739 | 75463 | 85363.7456 | 835.9568 | 85 | 102 | 115.3824 | 171.6 | 194.1139
24 | Plaster (to wall, floor, ceiling etc.) with sand and cement mortar including rounding off or chamfering corners as directed and raking out joints including throating, nosing and drip course, scaffolding/staging where necessary (Ground floor).[Excluding cost of chipping over concrete surface. With 1:4 cement mortar 15mm thick plaster INSIDE (A) AT GROUND FLOOR | BI01010001010000000000000515BI0100001135 | 160 | SqM | 229.4074 | 20440 |  | Excess(+) | 1 | Full Conversion | INR | [40 empty] | 36705.1776 | 36705.1776 | INR Thirty Six Thousand Seven Hundred & Five and Paise Eighteen Only | 50 | 5172 | 5850.5664 | 56.56 | 30 | 36 | 40.7232 | 202.8 | 229.4074
25 | Plaster (to wall, floor, ceiling etc.) with sand and cement mortar including rounding off or chamfering corners as directed and raking out joints including throating, nosing and drip course, scaffolding/staging where necessary (Ground floor).[Excluding cost of chipping over concrete surface. With 1:4 cement mortar 15mm thick plaster INSIDE (B) AT FIRST FLOOR | BI01010001010000000000000515BI0100001136 | 160 | SqM | 234.8371 | 18424 |  | Excess(+) | 1 | Full Conversion | INR | [40 empty] | 37573.9392 | 37573.9392 | INR Thirty Seven Thousand Five Hundred & Seventy Three and Paise Ninety Four Only | 56 | 5395 | 6102.824 | 63.3472 | 80 | 96 | 108.5952 | 207.6 | 234.8371
26 | Plaster (to wall, floor, ceiling etc.) with sand and cement mortar including rounding off or chamfering corners as directed and raking out joints including throating, nosing and drip course, scaffolding/staging where necessary (Ground floor).[Excluding cost of chipping over concrete surface. With 1:4 cement mortar 15mm thick plaster INSIDE (C) AT SECOND FLOOR | BI01010001010000000000000515BI0100001137 | 160 | SqM | 240.2669 | 60825.1 |  | Excess(+) | 1 | Full Conversion | INR | [40 empty] | 38442.7008 | 38442.7008 | INR Thirty Eight Thousand Four Hundred & Forty Two and Paise Seventy Only | 62 | 5506 | 6228.3872 | 70.1344 | 38 | 45.6 | 51.5827 | 212.4 | 240.2669
27 | Plaster (to wall, floor, ceiling etc.) with sand and cement mortar including rounding off or chamfering corners as directed and raking out joints including throating, nosing and drip course, scaffolding/staging where necessary (Ground floor).[Excluding cost of chipping over concrete surface. With 1:6 cement mortar 20mm thick plaster OUTSIDE (A) AT GROUND FLOOR | BI01010001010000000000000515BI0100001138 | 160 | SqM | 241.6243 | 57600 |  | Excess(+) | 1 | Full Conversion | INR | [40 empty] | 38659.8912 | 38659.8912 | INR Thirty Eight Thousand Six Hundred & Fifty Nine and Paise Eighty Nine Only | 90 | 5617 | 6353.9504 | 101.808 | 82 | 98.4 | 111.3101 | 213.6 | 241.6243
28 | Plaster (to wall, floor, ceiling etc.) with sand and cement mortar including rounding off or chamfering corners as directed and raking out joints including throating, nosing and drip course, scaffolding/staging where necessary (Ground floor).[Excluding cost of chipping over concrete surface. With 1:6 cement mortar 20mm thick plaster OUTSIDE (B) AT FIRST FLOOR | BI01010001010000000000000515BI0100001139 | 160 | SqM | 247.0541 | 364255.6 |  | Excess(+) | 1 | Full Conversion | INR | [40 empty] | 39528.6528 | 39528.6528 | INR Thirty Nine Thousand Five Hundred & Twenty Eight and Paise Sixty Five Only | 782 | 5728 | 6479.5136 | 884.5984 | 1294 | 1552.8 | 1756.5274 | 218.4 | 247.0541
29 | Plaster (to wall, floor, ceiling etc.) with sand and cement mortar including rounding off or chamfering corners as directed and raking out joints including throating, nosing and drip course, scaffolding/staging where necessary (Ground floor).[Excluding cost of chipping over concrete surface. With 1:6 cement mortar 20mm thick plaster OUTSIDE (C) AT SECOND FLOOR | BI01010001010000000000000515BI0100001140 | 160 | SqM | 252.4838 |  |  | Excess(+) | 1 | Full Conversion | INR | [40 empty] | 40397.4144 | 40397.4144 | INR Forty Thousand Three Hundred & Ninety Seven and Paise Forty One Only | 206 | 5839 | 6605.0768 | 233.0272 | 792 | 950.4 | 1075.0925 | 223.2 | 252.4838
30 | Neat cement punning about 1.5mm thick in wall,dado,window sill,floor etc. NOTE:Cement 0.152 cu.m per100 sq.m. | BI01010001010000000000000515BI0100001141 | 150 | SqM | 46.153 |  |  | Excess(+) | 1 | Full Conversion | INR | [40 empty] | 6922.944 | 6922.944 | INR Six Thousand Nine Hundred & Twenty Two and Paise Ninety Four Only | 586 | 674 | 762.4288 | 662.8832 | 796 | 955.2 | 1080.5222 | 40.8 | 46.153
31 | Applying Interior grade Acrylic Primer of approved quality and brand on plastered or cencrete surface old or new surface to receive Distemper/ Acrylic emulsion paint including scraping and preparing the surface throughly, complete as per manufacturer's specification and as per direction of the EIC. ii) Solvent based interior grade Acrylic Primer,(b) One Coat (A) AT GROUND FLOOR | BI01010001010000000000000515BI0100001142 | 389 | SqM | 46.6959 |  |  | Excess(+) | 1 | Full Conversion | INR | [40 empty] | 18164.7191 | 18164.7191 | INR Eighteen Thousand One Hundred & Sixty Four and Paise Seventy Two Only | 88 | 686 | 776.0032 | 99.5456 | 655 | 786 | 889.1232 | 41.28 | 46.6959
32 | Applying Interior grade Acrylic Primer of approved quality and brand on plastered or cencrete surface old or new surface to receive Distemper/ Acrylic emulsion paint including scraping and preparing the surface throughly, complete as per manufacturer's specification and as per direction of the EIC. ii) Solvent based interior grade Acrylic Primer,(b) One Coat (B) AT FIRST FLOOR | BI01010001010000000000000515BI0100001143 | 389 | SqM | 46.6959 |  |  | Excess(+) | 1 | Full Conversion | INR | [40 empty] | 18164.7191 | 18164.7191 | INR Eighteen Thousand One Hundred & Sixty Four and Paise Seventy Two Only | 5653 | 698 | 789.5776 | 6394.6736 | 81936 | 98323.2 | 111223.2038 | 41.28 | 46.6959
33 | Applying Interior grade Acrylic Primer of approved quality and brand on plastered or cencrete surface old or new surface to receive Distemper/ Acrylic emulsion paint including scraping and preparing the surface throughly, complete as per manufacturer's specification and as per direction of the EIC. ii) Solvent based interior grade Acrylic Primer,(b) One Coat (C) AT SECOND FLOOR | BI01010001010000000000000515BI0100001144 | 389 | SqM | 46.6959 |  |  | Excess(+) | 1 | Full Conversion | INR | [40 empty] | 18164.7191 | 18164.7191 | INR Eighteen Thousand One Hundred & Sixty Four and Paise Seventy Two Only | 264 | 710 | 803.152 | 298.6368 | 3016 | 3619.2 | 4094.039 | 41.28 | 46.6959
34 | Applying Exterior grade Acrylic primer of approved quality and brand on plastered or cencrete surface old or new surface to receive decorative textured(matt finish) or smooth finish acrylic exterior emulsion paint including scraping and preparing the surface throughly, complete as per manufacturer's specification and as per direction of the EIC.[This item to be done under specific instruction of the Superintending Engineer] (b) Two Coats (A) AT GROUND FLOOR | BI01010001010000000000000515BI0100001145 | 200 | SqM | 62.4422 |  |  | Excess(+) | 1 | Full Conversion | INR | [40 empty] | 12488.448 | 12488.448 | INR Twelve Thousand Four Hundred & Eighty Eight and Paise Forty Five Only | 267.96 | 196 | 221.7152 | 303.1164 | 2701 | 3241.2 | 3666.4454 | 55.2 | 62.4422
35 | Applying Exterior grade Acrylic primer of approved quality and brand on plastered or cencrete surface old or new surface to receive decorative textured(matt finish) or smooth finish acrylic exterior emulsion paint including scraping and preparing the surface throughly, complete as per manufacturer's specification and as per direction of the EIC.[This item to be done under specific instruction of the Superintending Engineer] (b) Two Coats (B) AT FIRST FLOOR | BI01010001010000000000000515BI0100001146 | 200 | SqM | 63.4038 |  |  | Excess(+) | 1 | Full Conversion | INR | [40 empty] | 12680.752 | 12680.752 | INR Twelve Thousand Six Hundred & Eighty and Paise Seventy Five Only | 271.98 | 1012 | 1144.7744 | 307.6638 | 466 | 559.2 | 632.567 | 56.05 | 63.4038
36 | Applying Exterior grade Acrylic primer of approved quality and brand on plastered or cencrete surface old or new surface to receive decorative textured(matt finish) or smooth finish acrylic exterior emulsion paint including scraping and preparing the surface throughly, complete as per manufacturer's specification and as per direction of the EIC.[This item to be done under specific instruction of the Superintending Engineer] (b) Two Coats (C) AT SECOND FLOOR | BI01010001010000000000000515BI0100001147 | 200 | SqM | 64.3653 |  |  | Excess(+) | 1 | Full Conversion | INR | [40 empty] | 12873.056 | 12873.056 | INR Twelve Thousand Eight Hundred & Seventy Three and Paise Six Only | 745 | 1024 | 1158.3488 | 842.744 | 82001 | 98401.2 | 111311.4374 | 56.9 | 64.3653
37 | Acrylic Distemper to interior wall, ceiling with a coat of solvent basedinterior grade acrylic primer (as per manufacturer's specification)including cleaning and smoothning of surface. Two Coats (A) AT GROUND FLOOR | BI01010001010000000000000515BI0100001148 | 389 | SqM | 96.3782 |  |  | Excess(+) | 1 | Full Conversion | INR | [40 empty] | 37491.1354 | 37491.1354 | INR Thirty Seven Thousand Four Hundred & Ninety One and Paise Fourteen Only | 750 | 1036 | 1171.9232 | 848.4 | 2907 | 3488.4 | 3946.0781 | 85.2 | 96.3782
38 | Acrylic Distemper to interior wall, ceiling with a coat of solvent basedinterior grade acrylic primer (as per manufacturer's specification)including cleaning and smoothning of surface. Two Coats (B) AT FIRST FLOOR | BI01010001010000000000000515BI0100001149 | 389 | SqM | 96.3782 |  |  | Excess(+) | 1 | Full Conversion | INR | [40 empty] | 37491.1354 | 37491.1354 | INR Thirty Seven Thousand Four Hundred & Ninety One and Paise Fourteen Only | 755 | 1048 | 1185.4976 | 854.056 | 10286 | 12343.2 | 13962.6278 | 85.2 | 96.3782
39 | Acrylic Distemper to interior wall, ceiling with a coat of solvent basedinterior grade acrylic primer (as per manufacturer's specification)including cleaning and smoothning of surface. Two Coats (C) AT SECOND FLOOR | BI01010001010000000000000515BI0100001150 | 389 | SqM | 96.3782 |  |  | Excess(+) | 1 | Full Conversion | INR | [40 empty] | 37491.1354 | 37491.1354 | INR Thirty Seven Thousand Four Hundred & Ninety One and Paise Fourteen Only | 750 | 224 | 253.3888 | 848.4 | 655 | 786 | 889.1232 | 85.2 | 96.3782
40 | Protective and Decorative Acrylic exterior emulsion paint of approved quality, as per manufacturer's specification and as per direction of EIC to be applied over acrylic primer as required. The rate includes cost of material, labour, scaffolding and all incidental charges but excluding the cost of primer. The items to be selected only with written permission of Superintending Engineer for very resticted and small areas of a building b) Premium 100% Acrylic Emulsion (A) AT GROUND FLOOR | BI01010001010000000000000515BI0100001151 | 200 | SqM | 115.3824 |  |  | Excess(+) | 1 | Full Conversion | INR | [40 empty] | 23076.48 | 23076.48 | INR Twenty Three Thousand &Seventy Six and Paise Forty Eight Only | 755 | 1150 | 1300.88 | 854.056 | 125 | 150 | 169.68 | 102 | 115.3824
41 | Protective and Decorative Acrylic exterior emulsion paint of approved quality, as per manufacturer's specification and as per direction of EIC to be applied over acrylic primer as required. The rate includes cost of material, labour, scaffolding and all incidental charges but excluding the cost of primer. The items to be selected only with written permission of Superintending Engineer for very resticted and small areas of a building b) Premium 100% Acrylic Emulsion (B) AT FIRST FLOOR | BI01010001010000000000000515BI0100001152 | 200 | SqM | 116.3439 |  |  | Excess(+) | 1 | Full Conversion | INR | [40 empty] | 23268.784 | 23268.784 | INR Twenty Three Thousand Two Hundred & Sixty Eight and Paise Seventy Eight Only | 760 | 1162 | 1314.4544 | 859.712 | 30 | 36 | 40.7232 | 102.85 | 116.3439
42 | Protective and Decorative Acrylic exterior emulsion paint of approved quality, as per manufacturer's specification and as per direction of EIC to be applied over acrylic primer as required. The rate includes cost of material, labour, scaffolding and all incidental charges but excluding the cost of primer. The items to be selected only with written permission of Superintending Engineer for very resticted and small areas of a building b) Premium 100% Acrylic Emulsion (C) AT SECOND FLOOR | BI01010001010000000000000515BI0100001153 | 200 | SqM | 117.3054 |  |  | Excess(+) | 1 | Full Conversion | INR | [40 empty] | 23461.088 | 23461.088 | INR Twenty Three Thousand Four Hundred & Sixty One and Paise Nine Only | 186 | 1174 | 1328.0288 | 210.4032 | 43 | 51.6 | 58.3699 | 103.7 | 117.3054
43 | Priming one coat on steel or other metal surface with synthetic oil bound primer of approved quality including smoothening surfaces by sand papering etc. (A) AT GROUND FLOOR | BI01010001010000000000000515BI0100001154 | 50 | SqM | 40.7232 |  |  | Excess(+) | 1 | Full Conversion | INR | [40 empty] | 2036.16 | 2036.16 | INR Two Thousand &Thirty Six and Paise Sixteen Only | 190 | 1186 | 1341.6032 | 214.928 | 163 | 195.6 | 221.2627 | 36 | 40.7232
44 | Priming one coat on steel or other metal surface with synthetic oil bound primer of approved quality including smoothening surfaces by sand papering etc. (B) AT FIRST FLOOR | BI01010001010000000000000515BI0100001155 | 50 | SqM | 40.7232 |  |  | Excess(+) | 1 | Full Conversion | INR | [40 empty] | 2036.16 | 2036.16 | INR Two Thousand &Thirty Six and Paise Sixteen Only | 194 | 698 | 789.5776 | 219.4528 | 123 | 147.6 | 166.9651 | 36 | 40.7232
45 | Priming one coat on steel or other metal surface with synthetic oil bound primer of approved quality including smoothening surfaces by sand papering etc. (C) AT SECOND FLOOR | BI01010001010000000000000515BI0100001156 | 50 | SqM | 40.7232 |  |  | Excess(+) | 1 | Full Conversion | INR | [40 empty] | 2036.16 | 2036.16 | INR Two Thousand &Thirty Six and Paise Sixteen Only | 198 | 703 | 795.2336 | 223.9776 | 79 | 94.8 | 107.2378 | 36 | 40.7232
46 | Painting with best quality synthetic enamel paint of approved make and brand including smoothening surface by sand papering etc. including using of approved putty etc. on the surface, if necessary . On Steel and other Metal Surface .Two coat with any shade except white.With super gloss (hi-gloss) - (A) AT GROUND FLOOR | BI01010001010000000000000515BI0100001157 | 50 | SqM | 108.5952 |  |  | Excess(+) | 1 | Full Conversion | INR | [40 empty] | 5429.76 | 5429.76 | INR Five Thousand Four Hundred & Twenty Nine and Paise Seventy Six Only | 161 | 708 | 800.8896 | 182.1232 | 16 | 19.2 | 21.719 | 96 | 108.5952
47 | Painting with best quality synthetic enamel paint of approved make and brand including smoothening surface by sand papering etc. including using of approved putty etc. on the surface, if necessary . On Steel and other Metal Surface .Two coat with any shade except white.With super gloss (hi-gloss) - (B) AT FIRST FLOOR | BI01010001010000000000000515BI0100001158 | 50 | SqM | 108.5952 |  |  | Excess(+) | 1 | Full Conversion | INR | [40 empty] | 5429.76 | 5429.76 | INR Five Thousand Four Hundred & Twenty Nine and Paise Seventy Six Only | 165 | 713 | 806.5456 | 186.648 | 480 | 576 | 651.5712 | 96 | 108.5952
48 | Painting with best quality synthetic enamel paint of approved make and brand including smoothening surface by sand papering etc. including using of approved putty etc. on the surface, if necessary . On Steel and other Metal Surface .Two coat with any shade except white.With super gloss (hi-gloss) - (C) AT SECOND FLOOR | BI01010001010000000000000515BI0100001159 | 50 | SqM | 108.5952 |  |  | Excess(+) | 1 | Full Conversion | INR | [40 empty] | 5429.76 | 5429.76 | INR Five Thousand Four Hundred & Twenty Nine and Paise Seventy Six Only | 169 | 703 | 795.2336 | 191.1728 | 5309 | 6370.8 | 7206.649 | 96 | 108.5952
49 | Priming one coat on timber or plastered surface with synthetic oil bound primer of approved quality including smoothening surfaces by sand papering etc. (A) AT GROUND FLOOR | BI01010001010000000000000515BI0100001160 | 227 | SqM | 51.5827 |  |  | Excess(+) | 1 | Full Conversion | INR | [40 empty] | 11709.2774 | 11709.2774 | INR Eleven Thousand Seven Hundred & Nine and Paise Twenty Eight Only | 173 | 708 | 800.8896 | 195.6976 | 292 | 350.4 | 396.3725 | 45.6 | 51.5827
50 | Priming one coat on timber or plastered surface with synthetic oil bound primer of approved quality including smoothening surfaces by sand papering etc. (B) AT FIRST FLOOR | BI01010001010000000000000515BI0100001161 | 227 | SqM | 51.5827 |  |  | Excess(+) | 1 | Full Conversion | INR | [40 empty] | 11709.2774 | 11709.2774 | INR Eleven Thousand Seven Hundred & Nine and Paise Twenty Eight Only | 129 | 713 | 806.5456 | 145.9248 | 195 | 234 | 264.7008 | 45.6 | 51.5827
51 | Priming one coat on timber or plastered surface with synthetic oil bound primer of approved quality including smoothening surfaces by sand papering etc. (C) AT SECOND FLOOR | BI01010001010000000000000515BI0100001162 | 227 | SqM | 51.5827 |  |  | Excess(+) | 1 | Full Conversion | INR | [40 empty] | 11709.2774 | 11709.2774 | INR Eleven Thousand Seven Hundred & Nine and Paise Twenty Eight Only | 133 | 718 | 812.2016 | 150.4496 | 147 | 176.4 | 199.5437 | 45.6 | 51.5827
52 | Painting with best quality synthetic enamel paint of approved make and brand including smoothening surface by sand papering etc. including using of approved putty etc. on the surface, if necessary :(a) On timber or plastered surface. With super gloss (hi-gloss) -(iv) Two coats (with any shade except white) (A) AT GROUND FLOOR | BI01010001010000000000000515BI0100001163 | 227 | SqM | 111.3101 |  |  | Excess(+) | 1 | Full Conversion | INR | [40 empty] | 25267.3882 | 25267.3882 | INR Twenty Five Thousand Two Hundred & Sixty Seven and Paise Thirty Nine Only | 137 | 1269 | 1435.4928 | 154.9744 | 85 | 102 | 115.3824 | 98.4 | 111.3101
53 | Painting with best quality synthetic enamel paint of approved make and brand including smoothening surface by sand papering etc. including using of approved putty etc. on the surface, if necessary :(a) On timber or plastered surface. With super gloss (hi-gloss) -(iv) Two coats (with any shade except white) (B) AT FIRST FLOOR | BI01010001010000000000000515BI0100001164 | 227 | SqM | 111.3101 |  |  | Excess(+) | 1 | Full Conversion | INR | [40 empty] | 25267.3882 | 25267.3882 | INR Twenty Five Thousand Two Hundred & Sixty Seven and Paise Thirty Nine Only | 141 | 1274 | 1441.1488 | 159.4992 | 21 | 25.2 | 28.5062 | 98.4 | 111.3101
54 | Painting with best quality synthetic enamel paint of approved make and brand including smoothening surface by sand papering etc. including using of approved putty etc. on the surface, if necessary :(a) On timber or plastered surface. With super gloss (hi-gloss) -(iv) Two coats (with any shade except white) (C) AT SECOND FLOOR | BI01010001010000000000000515BI0100001165 | 227 | SqM | 111.3101 |  |  | Excess(+) | 1 | Full Conversion | INR | [40 empty] | 25267.3882 | 25267.3882 | INR Twenty Five Thousand Two Hundred & Sixty Seven and Paise Thirty Nine Only | 119 | 1279 | 1446.8048 | 134.6128 | 33 | 39.6 | 44.7955 | 98.4 | 111.3101
55 | 18 mm. to 22 mm. thick, kota stone slab set in 20 mm thick (avg) cement mortar (1:4) in floor, stair & lobby including pointing in cement slurry with admixture of pigment matching the stone shade, including grinding & polishing as per direction of Engineer - in - charge to match with the existing work. [Slurry for bedding @ 4.4 kg/Sq.m and pointing @2.0 kg/Sq.m] (A) AT GROUND FLOOR | BI01010001010000000000000515BI0100001166 | 30 | SqM | 1411.7376 |  |  | Excess(+) | 1 | Full Conversion | INR | [40 empty] | 42352.128 | 42352.128 | INR Forty Two Thousand Three Hundred & Fifty Two and Paise Thirteen Only | 71907 | 1284 | 1452.4608 | 81341.1984 | 57 | 68.4 | 77.3741 | 1248 | 1411.7376
56 | 18 mm. to 22 mm. thick, kota stone slab set in 20 mm thick (avg) cement mortar (1:4) in floor, stair & lobby including pointing in cement slurry with admixture of pigment matching the stone shade, including grinding & polishing as per direction of Engineer - in - charge to match with the existing work. [Slurry for bedding @ 4.4 kg/Sq.m and pointing @2.0 kg/Sq.m] (B) AT FIRST FLOOR | BI01010001010000000000000515BI0100001167 | 30 | SqM | 1428.0269 |  |  | Excess(+) | 1 | Full Conversion | INR | [40 empty] | 42840.8064 | 42840.8064 | INR Forty Two Thousand Eight Hundred & Forty and Paise Eighty One Only | 25 | 2313 | 2616.4656 | 28.28 | 84 | 100.8 | 114.025 | 1262.4 | 1428.0269
57 | 18 mm. to 22 mm. thick, kota stone slab set in 20 mm thick (avg) cement mortar (1:4) in floor, stair & lobby including pointing in cement slurry with admixture of pigment matching the stone shade, including grinding & polishing as per direction of Engineer - in - charge to match with the existing work. [Slurry for bedding @ 4.4 kg/Sq.m and pointing @2.0 kg/Sq.m] (C) AT SECOND FLOOR | BI01010001010000000000000515BI0100001168 | 30 | SqM | 1444.3162 |  |  | Excess(+) | 1 | Full Conversion | INR | [40 empty] | 43329.4848 | 43329.4848 | INR Forty Three Thousand Three Hundred & Twenty Nine and Paise Forty Eight Only | 2270 | 10021 | 11335.7552 | 2567.824 | 861 | 1033.2 | 1168.7558 | 1276.8 | 1444.3162
58 | Labour for setting Kota / Dungri stone slabs in cement mortar (1:2) including necessary underlay of mortar (1:2). | BI01010001010000000000000515BI0100001169 | 120 | SqM | 304.0666 |  |  | Excess(+) | 1 | Full Conversion | INR | [40 empty] | 36487.9872 | 36487.9872 | INR Thirty Six Thousand Four Hundred & Eighty Seven and Paise Ninety Nine Only | 477 | 10121.21 | 11449.1128 | 539.5824 | 815 | 978 | 1106.3136 | 268.8 | 304.0666
59 | Extra cost of labour for grinding Kota Stone Floor in treads and riser of Steps. | BI01010001010000000000000515BI0100001170 | 90 | SqM | 236.4208 |  |  | Excess(+) | 1 | Full Conversion | INR | [40 empty] | 21277.872 | 21277.872 | INR Twenty One Thousand Two Hundred & Seventy Seven and Paise Eighty Seven Only | 2968 | 10222.4221 | 11563.6039 | 3357.4016 | 3788 | 4545.6 | 5141.9827 | 209 | 236.4208
60 | Extra cost of labour for pre finish and pre moulded nosing to treads of steps,railing,window sil etc of kota stone. | BI01010001010000000000000515BI0100001171 | 75 | Rm | 253.3888 |  |  | Excess(+) | 1 | Full Conversion | INR | [40 empty] | 19004.16 | 19004.16 | INR Nineteen Thousand &Four and Paise Sixteen Only | 47 | 10324.6463 | 11679.2399 | 53.1664 | 73761 | 88513.2 | 100126.1318 | 224 | 253.3888
61 | Supplying, fitting & fixing 1st quality Ceramic tiles in walls and floors to match with the existing work & 4 nos. of key stones (10mm) fixed with araldite at the back of each tile & finishing the joints with white cement mixed with colouring oxide if required to match the colour of tiles including roughening of concrete surface, if necessary or by synthetic adhesive & grout materials etc. (A) Floor With Sand Cement Mortar (1:4) 20 mm thick & 2 mm thick cement slurry at back side of tiles using cement @ 2.91 Kg/Sq.m & joint filling using white cement slurry @ 0.20kg/Sq.m (a) Area of each tile upto 0.09 Sq.m (ii) Other than Coloured decorative including white (A) AT GROUND FLOOR | BI01010001010000000000000515BI0100001172 | 100 | SqM | 1075.0925 |  |  | Excess(+) | 1 | Full Conversion | INR | [40 empty] | 107509.248 | 107509.248 | INR One Lakh Seven Thousand Five Hundred & Nine and Paise Twenty Five Only | 40 | 4351 | 4921.8512 | 45.248 | 334 | 400.8 | 453.385 | 950.4 | 1075.0925
62 | Supplying, fitting & fixing 1st quality Ceramic tiles in walls and floors to match with the existing work & 4 nos. of key stones (10mm) fixed with araldite at the back of each tile & finishing the joints with white cement mixed with colouring oxide if required to match the colour of tiles including roughening of concrete surface, if necessary or by synthetic adhesive & grout materials etc. (A) Floor With Sand Cement Mortar (1:4) 20 mm thick & 2 mm thick cement slurry at back side of tiles using cement @ 2.91 Kg/Sq.m & joint filling using white cement slurry @ 0.20kg/Sq.m (a) Area of each tile upto 0.09 Sq.m (ii) Other than Coloured decorative including white (B) AT FIRST FLOOR | BI01010001010000000000000515BI0100001173 | 100 | SqM | 1081.8797 |  |  | Excess(+) | 1 | Full Conversion | INR | [40 empty] | 108187.968 | 108187.968 | INR One Lakh Eight Thousand One Hundred & Eighty Seven and Paise Ninety Seven Only | 17 | 81936 | 92686.0032 | 19.2304 | 6719 | 8062.8 | 9120.6394 | 956.4 | 1081.8797
63 | Supplying, fitting & fixing 1st quality Ceramic tiles in walls and floors to match with the existing work & 4 nos. of key stones (10mm) fixed with araldite at the back of each tile & finishing the joints with white cement mixed with colouring oxide if required to match the colour of tiles including roughening of concrete surface, if necessary or by synthetic adhesive & grout materials etc. (A) Floor With Sand Cement Mortar (1:4) 20 mm thick & 2 mm thick cement slurry at back side of tiles using cement @ 2.91 Kg/Sq.m & joint filling using white cement slurry @ 0.20kg/Sq.m (a) Area of each tile upto 0.09 Sq.m (ii) Other than Coloured decorative including white (C) AT SECOND FLOOR | BI01010001010000000000000515BI0100001174 | 100 | SqM | 1088.6669 |  |  | Excess(+) | 1 | Full Conversion | INR | [40 empty] | 108866.688 | 108866.688 | INR One Lakh Eight Thousand Eight Hundred & Sixty Six and Paise Sixty Nine Only | 10021 | 82136 | 92912.2432 | 11335.7552 | 119 | 142.8 | 161.5354 | 962.4 | 1088.6669
64 | Supplying, fitting & fixing 1st quality Ceramic tiles in walls and floors to match with the existing work & 4 nos. of key stones (10mm) fixed with araldite at the back of each tile & finishing the joints with white cement mixed with colouring oxide if required to match the colour of tiles including roughening of concrete surface, if necessary or by synthetic adhesive & grout materials etc. (B) Wall With Sand Cement Mortar (1:3) 15 mm thick & 2 mm thick cement slurry at back side of tiles using cement @ 2.91 Kg/Sq.m & joint filling using white cement slurry @ 0.20kg/Sq.m (a) Area of each tile upto 0.09 Sq.m (ii) Other than Coloured decorative including white (A) AT GROUND FLOOR | BI01010001010000000000000515BI0100001175 | 35 | SqM | 1080.5222 |  |  | Excess(+) | 1 | Full Conversion | INR | [40 empty] | 37818.2784 | 37818.2784 | INR Thirty Seven Thousand Eight Hundred & Eighteen and Paise Twenty Eight Only | 10121.21 | 82336 | 93138.4832 | 11449.1128 | 21 | 25.2 | 28.5062 | 955.2 | 1080.5222
65 | Supplying, fitting & fixing 1st quality Ceramic tiles in walls and floors to match with the existing work & 4 nos. of key stones (10mm) fixed with araldite at the back of each tile & finishing the joints with white cement mixed with colouring oxide if required to match the colour of tiles including roughening of concrete surface, if necessary or by synthetic adhesive & grout materials etc. (B) Wall With Sand Cement Mortar (1:3) 15 mm thick & 2 mm thick cement slurry at back side of tiles using cement @ 2.91 Kg/Sq.m & joint filling using white cement slurry @ 0.20kg/Sq.m (a) Area of each tile upto 0.09 Sq.m (ii) Other than Coloured decorative including white (B) AT FIRST FLOOR | BI01010001010000000000000515BI0100001176 | 35 | SqM | 1087.3094 |  |  | Excess(+) | 1 | Full Conversion | INR | [40 empty] | 38055.8304 | 38055.8304 | INR Thirty Eight Thousand &Fifty Five and Paise Eighty Three Only | 10222.4221 | 82536 | 93364.7232 | 11563.6039 | 11.35 | 13.62 | 15.4069 | 961.2 | 1087.3094
66 | Supplying, fitting & fixing 1st quality Ceramic tiles in walls and floors to match with the existing work & 4 nos. of key stones (10mm) fixed with araldite at the back of each tile & finishing the joints with white cement mixed with colouring oxide if required to match the colour of tiles including roughening of concrete surface, if necessary or by synthetic adhesive & grout materials etc. (B) Wall With Sand Cement Mortar (1:3) 15 mm thick & 2 mm thick cement slurry at back side of tiles using cement @ 2.91 Kg/Sq.m & joint filling using white cement slurry @ 0.20kg/Sq.m (a) Area of each tile upto 0.09 Sq.m (ii) Other than Coloured decorative including white (C) AT SECOND FLOOR | BI01010001010000000000000515BI0100001177 | 35 | SqM | 1094.0966 |  |  | Excess(+) | 1 | Full Conversion | INR | [40 empty] | 38293.3824 | 38293.3824 | INR Thirty Eight Thousand Two Hundred & Ninety Three and Paise Thirty Eight Only | 4351 | 2659 | 3007.8608 | 4921.8512 | 6.92 | 8.304 | 9.3935 | 967.2 | 1094.0966
67 | Supplying, fitting and fixing Black Stone slab used in Kitchen slab, alcove, wardrobe etc. laid and jointed with necessary adhesive Cement mortar (1:2) including grinding or polishing as per direction of Engineer-in -Charge in Ground Floor.(a) Slab Thickness 20 to 25 mm (A) AT GROUND FLOOR | BI01010001010000000000000515BI0100001178 | 5 | Sq.M | 889.1232 |  |  | Excess(+) | 1 | Full Conversion | INR | [40 empty] | 4445.616 | 4445.616 | INR Four Thousand Four Hundred & Forty Five and Paise Sixty Two Only | 29 | 2673 | 3023.6976 | 32.8048 | 6471 | 7765.2 | 8783.9942 | 786 | 889.1232
68 | Supplying, fitting and fixing Black Stone slab used in Kitchen slab, alcove, wardrobe etc. laid and jointed with necessary adhesive Cement mortar (1:2) including grinding or polishing as per direction of Engineer-in -Charge in Ground Floor.(a) Slab Thickness 20 to 25 mm (B) AT FIRST FLOOR | BI01010001010000000000000515BI0100001179 | 5 | Sq.M | 905.4125 |  |  | Excess(+) | 1 | Full Conversion | INR | [40 empty] | 4527.0624 | 4527.0624 | INR Four Thousand Five Hundred & Twenty Seven and Paise Six Only | 38 | 2687 | 3039.5344 | 42.9856 | 769 | 922.8 | 1043.8714 | 800.4 | 905.4125
69 | Supplying, fitting and fixing Black Stone slab used in Kitchen slab, alcove, wardrobe etc. laid and jointed with necessary adhesive Cement mortar (1:2) including grinding or polishing as per direction of Engineer-in -Charge in Ground Floor.(a) Slab Thickness 20 to 25 mm (C) AT SECOND FLOOR | BI01010001010000000000000515BI0100001180 | 5 | Sq.M | 921.7018 |  |  | Excess(+) | 1 | Full Conversion | INR | [40 empty] | 4608.5088 | 4608.5088 | INR Four Thousand Six Hundred & Eight and Paise Fifty One Only | 129 | 713 | 806.5456 | 145.9248 | 4132 | 4751.8 | 5375.2362 | 814.8 | 921.7018
70 | Wood work in door and window frame fitted and fixed in position complete including a protective coat of painting at the contact surface of the frame exluding cost of concrete, Iron Butt Hinges and M.S clamps. (The quantum should be correted upto three decimals). (c) Sal Siliguri (A) AT GROUND FLOOR | BI01010001010000000000000515BI0100001181 | 0.05 | CuM. | 111223.2038 |  |  | Excess(+) | 1 | Full Conversion | INR | [40 empty] | 5561.1602 | 5561.1602 | INR Five Thousand Five Hundred & Sixty One and Paise Sixteen Only | 133 | 718 | 812.2016 | 150.4496 | 4386 | 5043.9 | 5705.6597 | 98323.2 | 111223.2038
71 | Wood work in door and window frame fitted and fixed in position complete including a protective coat of painting at the contact surface of the frame exluding cost of concrete, Iron Butt Hinges and M.S clamps. (The quantum should be correted upto three decimals). (c) Sal Siliguri (B) AT FIRST FLOOR | BI01010001010000000000000515BI0100001182 | 0.05 | CuM. | 111494.6918 |  |  | Excess(+) | 1 | Full Conversion | INR | [40 empty] | 5574.7346 | 5574.7346 | INR Five Thousand Five Hundred & Seventy Four and Paise Seventy Three Only | 137 | 1269 | 1435.4928 | 154.9744 | 139 | 159.85 | 180.8223 | 98563.2 | 111494.6918
72 | Wood work in door and window frame fitted and fixed in position complete including a protective coat of painting at the contact surface of the frame exluding cost of concrete, Iron Butt Hinges and M.S clamps. (The quantum should be correted upto three decimals). (c) Sal Siliguri (C) AT SECOND FLOOR | BI01010001010000000000000515BI0100001183 | 0.05 | CuM. | 111766.1798 |  |  | Excess(+) | 1 | Full Conversion | INR | [40 empty] | 5588.309 | 5588.309 | INR Five Thousand Five Hundred & Eighty Eight and Paise Thirty One Only | 141 | 1274 | 1441.1488 | 159.4992 | 65 | 74.75 | 84.5572 | 98803.2 | 111766.1798
73 | Supplying solid flush type doors of commercial quality, the timber frame consisting of top and bottom rails and side styles of well seasoned timber 65mm wide each and the entire frame fitted with 37.5mm wide battens places both ways in order to make the door of solid core and internal lipping with Garjan or similar wood veneers using phenol formaldehyde as glue etc. complete, including fitting, fixing shutters in position but excluding the cost of hinges and other fittings in ground floor.(a) 32 mm thick shutters (single leaf) (A) AT GROUND FLOOR | BI01010001010000000000000515BI0100001184 | 4 | SqM | 4094.039 |  |  | Excess(+) | 1 | Full Conversion | INR | [40 empty] | 16376.1562 | 16376.1562 | INR Sixteen Thousand Three Hundred & Seventy Six and Paise Sixteen Only | 119 | 1279 | 1446.8048 | 134.6128 | 48 | 55.2 | 62.4422 | 3619.2 | 4094.039
74 | Supplying solid flush type doors of commercial quality, the timber frame consisting of top and bottom rails and side styles of well seasoned timber 65mm wide each and the entire frame fitted with 37.5mm wide battens places both ways in order to make the door of solid core and internal lipping with Garjan or similar wood veneers using phenol formaldehyde as glue etc. complete, including fitting, fixing shutters in position but excluding the cost of hinges and other fittings in ground floor.(a) 32 mm thick shutters (single leaf) (B) AT FIRST FLOOR | BI01010001010000000000000515BI0100001185 | 4 | SqM | 4113.0432 |  |  | Excess(+) | 1 | Full Conversion | INR | [40 empty] | 16452.1728 | 16452.1728 | INR Sixteen Thousand Four Hundred & Fifty Two and Paise Seventeen Only | 71907 | 1284 | 1452.4608 | 81341.1984 | 65 | 74.75 | 84.5572 | 3636 | 4113.0432
75 | Supplying solid flush type doors of commercial quality, the timber frame consisting of top and bottom rails and side styles of well seasoned timber 65mm wide each and the entire frame fitted with 37.5mm wide battens places both ways in order to make the door of solid core and internal lipping with Garjan or similar wood veneers using phenol formaldehyde as glue etc. complete, including fitting, fixing shutters in position but excluding the cost of hinges and other fittings in ground floor.(a) 32 mm thick shutters (single leaf) (C) AT SECOND FLOOR | BI01010001010000000000000515BI0100001186 | 4 | SqM | 4132.0474 |  |  | Excess(+) | 1 | Full Conversion | INR | [40 empty] | 16528.1894 | 16528.1894 | INR Sixteen Thousand Five Hundred & Twenty Eight and Paise Nineteen Only | 25 | 2313 | 2616.4656 | 28.28 | 246 | 282.9 | 320.0165 | 3652.8 | 4132.0474
76 | Supplying, fitting & fixing fibre reinforced polymer (FRP) Composite door shutters as per approved design with glass fibre reinforced plastic moulded skins and a special sandwich core, so as to impart monolitaheic composite structure as per approved technology of Department of Science and Technology (DST) to satisfy IS:4020 door testing performance criteria. (ii) 25 mm thick (A) AT GROUND FLOOR | BI01010001010000000000000515BI0100001187 | 3 | SqM | 3666.4454 |  |  | Excess(+) | 1 | Full Conversion | INR | [40 empty] | 10999.3363 | 10999.3363 | INR Ten Thousand Nine Hundred & Ninety Nine and Paise Thirty Four Only | 2270 | 10021 | 11335.7552 | 2567.824 | 1074 | 1235.1 | 1397.1451 | 3241.2 | 3666.4454
77 | Supplying, fitting & fixing fibre reinforced polymer (FRP) Composite door shutters as per approved design with glass fibre reinforced plastic moulded skins and a special sandwich core, so as to impart monolitaheic composite structure as per approved technology of Department of Science and Technology (DST) to satisfy IS:4020 door testing performance criteria. (ii) 25 mm thick (B) AT FIRST FLOOR | BI01010001010000000000000515BI0100001188 | 3 | SqM | 3685.4496 |  |  | Excess(+) | 1 | Full Conversion | INR | [40 empty] | 11056.3488 | 11056.3488 | INR Eleven Thousand &Fifty Six and Paise Thirty Five Only | 477 | 10121.21 | 11449.1128 | 539.5824 | 249 | 286.35 | 323.9191 | 3258 | 3685.4496
78 | Supplying, fitting & fixing fibre reinforced polymer (FRP) Composite door shutters as per approved design with glass fibre reinforced plastic moulded skins and a special sandwich core, so as to impart monolitaheic composite structure as per approved technology of Department of Science and Technology (DST) to satisfy IS:4020 door testing performance criteria. (ii) 25 mm thick (C) AT SECOND FLOOR | BI01010001010000000000000515BI0100001189 | 3 | SqM | 3704.4538 |  |  | Excess(+) | 1 | Full Conversion | INR | [40 empty] | 11113.3613 | 11113.3613 | INR Eleven Thousand One Hundred & Thirteen and Paise Thirty Six Only | 2968 | 10222.4221 | 11563.6039 | 3357.4016 | 938 | 1078.7 | 1220.2254 | 3274.8 | 3704.4538
79 | Supplying, fitting and fixing fibre reinforced polymer (FRP) Composite door frame as per approved section with glass fibre reinforced plastic moulded skins and a special sandwich core, so as to impart monolitaheic composite structure as per approved technology of Department of Science and Technology (DST) to safisfy IS: 4020 door testing performance criteria. (ii) 66mm x 70mm (A) AT GROUND FLOOR | BI01010001010000000000000515BI0100001190 | 8 | Mtr. | 632.567 |  |  | Excess(+) | 1 | Full Conversion | INR | [40 empty] | 5060.5363 | 5060.5363 | INR Five Thousand &Sixty and Paise Fifty Four Only | 47 | 10324.6463 | 11679.2399 | 53.1664 | 387 | 445.05 | 503.4406 | 559.2 | 632.567
80 | Supplying, fitting and fixing fibre reinforced polymer (FRP) Composite door frame as per approved section with glass fibre reinforced plastic moulded skins and a special sandwich core, so as to impart monolitaheic composite structure as per approved technology of Department of Science and Technology (DST) to safisfy IS: 4020 door testing performance criteria. (ii) 66mm x 70mm (B) AT FIRST FLOOR | BI01010001010000000000000515BI0100001191 | 8 | Mtr. | 632.567 |  |  | Excess(+) | 1 | Full Conversion | INR | [40 empty] | 5060.5363 | 5060.5363 | INR Five Thousand &Sixty and Paise Fifty Four Only | 40 | 4351 | 4921.8512 | 45.248 | 1208 | 1389.2 | 1571.463 | 559.2 | 632.567
81 | Supplying, fitting and fixing fibre reinforced polymer (FRP) Composite door frame as per approved section with glass fibre reinforced plastic moulded skins and a special sandwich core, so as to impart monolitaheic composite structure as per approved technology of Department of Science and Technology (DST) to safisfy IS: 4020 door testing performance criteria. (ii) 66mm x 70mm (C) AT SECOND FLOOR | BI01010001010000000000000515BI0100001192 | 8 | Mtr. | 632.567 |  |  | Excess(+) | 1 | Full Conversion | INR | [40 empty] | 5060.5363 | 5060.5363 | INR Five Thousand &Sixty and Paise Fifty Four Only | 17 | 81936 | 92686.0032 | 19.2304 | 456 | 524.4 | 593.2013 | 559.2 | 632.567
82 | M.S.or W.I. Ornamental grill of approved design joints continuously welded with M.S, W.I. Flats and bars of windows, railing etc. fitted and fixed with necessary screws and lugs in ground floor. (ii) Grill weighing above 10 Kg./sq.mtr and up to 16 Kg./sq. mtr (A) AT GROUND FLOOR | BI01010001010000000000000515BI0100001193 | 0.1 | Qntl | 13962.6278 |  |  | Excess(+) | 1 | Full Conversion | INR | [40 empty] | 1396.2628 | 1396.2628 | INR One Thousand Three Hundred & Ninety Six and Paise Twenty Six Only | 10021 | 82136 | 92912.2432 | 11335.7552 | 439 | 504.85 | 571.0863 | 12343.2 | 13962.6278
83 | M.S.or W.I. Ornamental grill of approved design joints continuously welded with M.S, W.I. Flats and bars of windows, railing etc. fitted and fixed with necessary screws and lugs in ground floor. (ii) Grill weighing above 10 Kg./sq.mtr and up to 16 Kg./sq. mtr (B) AT FIRST FLOOR | BI01010001010000000000000515BI0100001194 | 0.1 | Qntl | 14102.2519 |  |  | Excess(+) | 1 | Full Conversion | INR | [40 empty] | 1410.2252 | 1410.2252 | INR One Thousand Four Hundred & Ten and Paise Twenty Three Only | 10121.21 | 82336 | 93138.4832 | 11449.1128 | 100 | 115 | 130.088 | 12466.63 | 14102.2519
84 | M.S.or W.I. Ornamental grill of approved design joints continuously welded with M.S, W.I. Flats and bars of windows, railing etc. fitted and fixed with necessary screws and lugs in ground floor. (ii) Grill weighing above 10 Kg./sq.mtr and up to 16 Kg./sq. mtr (C) AT SECOND FLOOR | BI01010001010000000000000515BI0100001195 | 0.1 | Qntl | 14243.2786 |  |  | Excess(+) | 1 | Full Conversion | INR | [40 empty] | 1424.3279 | 1424.3279 | INR One Thousand Four Hundred & Twenty Four and Paise Thirty Three Only | 10222.4221 | 82536 | 93364.7232 | 11563.6039 | 579 | 665.85 | 753.2095 | 12591.3 | 14243.2786
85 | Anodised aliminium D-type handle of approved quality manufactured from extruded section conforming to I.S. specification (I.S. 230/72) fitted and fixed complete:(a) With continuous plate base (Hexagonal / Round rod) (v) 125 mm grip x 12 mm dia rod. | BI01010001010000000000000515BI0100001196 | 40 | Each | 169.68 |  |  | Excess(+) | 1 | Full Conversion | INR | [40 empty] | 6787.2 | 6787.2 | INR Six Thousand Seven Hundred & Eighty Seven and Paise Twenty Only | 4351 | 2659 | 3007.8608 | 4921.8512 | 1369 | 1574.35 | 1780.9047 | 150 | 169.68
86 | Supplying, fitting and fixing M.S. clamps for door and window frame made of flat bent bar, end bifurcated with necessary screws etc. by cement concrete(1:2:4) as per direction. (Cost of concrete will be paid separately). 40mm X 6mm, 250mm Length | BI01010001010000000000000515BI0100001197 | 150 | Each | 40.7232 |  |  | Excess(+) | 1 | Full Conversion | INR | [40 empty] | 6108.48 | 6108.48 | INR Six Thousand One Hundred & Eight and Paise Forty Eight Only | 29 | 2673 | 3023.6976 | 32.8048 | 156 | 179.4 | 202.9373 | 36 | 40.7232
87 | Iron butt hinges of approved quality fitted and fixed with steel screws, with ISI mark 100mm X 50mm X 1.25mm | BI01010001010000000000000515BI0100001198 | 300 | Each | 58.3699 |  |  | Excess(+) | 1 | Full Conversion | INR | [40 empty] | 17510.976 | 17510.976 | INR Seventeen Thousand Five Hundred & Ten and Paise Ninety Eight Only | 38 | 2687 | 3039.5344 | 42.9856 | 400 | 404 | 457.0048 | 51.6 | 58.3699
88 | Iron hasp bolt of approved quality fitted and fixed complete (oxidised) with 16mm dia rod with centre bolt and round fitting. 250mm long. | BI01010001010000000000000515BI0100001199 | 25 | Each | 221.2627 |  |  | Excess(+) | 1 | Full Conversion | INR | [40 empty] | 5531.568 | 5531.568 | INR Five Thousand Five Hundred & Thirty One and Paise Fifty Seven Only |  |  |  |  | 823 | 831.23 | 940.2874 | 195.6 | 221.2627
89 | Door stopper.(Brass) | BI01010001010000000000000515BI0100001200 | 25 | Each | 166.9651 |  |  | Excess(+) | 1 | Full Conversion | INR | [40 empty] | 4174.128 | 4174.128 | INR Four Thousand One Hundred & Seventy Four and Paise Thirteen Only |  |  |  |  | 2210 | 2232.1 | 2524.9515 | 147.6 | 166.9651
90 | Anodised aluminium barrel / tower /socket bolt (full covered) of approved manufractured from extructed section conforming to I.S. 204/74 fitted with cadmium plated screws. 200mm long x 10mm dia. bolt. | BI01010001010000000000000515BI0100001201 | 150 | Each | 107.2378 |  |  | Excess(+) | 1 | Full Conversion | INR | [40 empty] | 16085.664 | 16085.664 | INR Sixteen Thousand &Eighty Five and Paise Sixty Six Only |  |  |  |  | 3090 | 3120.9 | 3530.3621 | 94.8 | 107.2378
91 | Taking out old iron higes and fitting, fixing the same with new steel screws e) 100mm. Long butt hinge. | BI01010001010000000000000515BI0100001202 | 300 | Each | 21.719 |  |  | Excess(+) | 1 | Full Conversion | INR | [40 empty] | 6515.712 | 6515.712 | INR Six Thousand Five Hundred & Fifteen and Paise Seventy One Only |  |  |  |  | 170 | 171.7 | 194.227 | 19.2 | 21.719
92 | Supplying bubble free float glass of approved make and brand conforming to IS: 2835-1987. ii) 4mm thick coloured / tinted / smoke glass. | BI01010001010000000000000515BI0100001203 | 22 | SqM. | 651.5712 | 14334.5664 |  | Excess(+) | 1 | Full Conversion | INR | [40 empty] | 14334.5664 | 14334.5664 | INR Fourteen Thousand Three Hundred & Thirty Four and Paise Fifty Seven Only | [7 empty] | 576 | 651.5712
93 | Ordinary Cement concrete (mix 1:2:4) with graded stone chips (6mm nominal size) excluding shuttering and reinforcement,if any, in gound floor as per relevant IS codes River bazree | BI01010001010000000000000515BI0100001204 | 1.8 | CuM. | 7206.649 | 12971.9681 |  | Excess(+) | 1 | Full Conversion | INR | [40 empty] | 12971.9681 | 12971.9681 | INR Twelve Thousand Nine Hundred & Seventy One and Paise Ninety Seven Only | [7 empty] | 6370.8 | 7206.649
94 | Reinforcement for reinforced concrete work in all sorts of structuresincluding distribution bars, stirrups, binders etc initial straightening andremoval of loose rust (if necessary), cutting to requisite length, hooking andbending to correct shape, placing in proper position and binding with 16 gauge black annealed wire at every intersection, complete as per drawingand direction. Tor steel/Mild steel (SAIL/TATA/RINL) | BI01010001010000000000000515BI0100001205 | 0.3 | M.T | 100101.6979 | 30030.5094 |  | Excess(+) | 1 | Full Conversion | INR | [40 empty] | 30030.5094 | 30030.5094 | INR Thirty Thousand &Thirty and Paise Fifty One Only | [7 empty] | 88491.6 | 100101.6979
95 | Hire and labour charges for shuttering with centering and necessary stagingupto 4 m using approved stout props and thick hard wood planks of approvedthickness with required bracing for concrete slabs, beams and columns,lintels curved or straight including fitting, fixing and striking out aftercompletion of works (upto roof of ground floor) (a) 25 mm to 30 mm thick wooden shuttering as per decision & direction ofengineer in-charge | BI01010001010000000000000515BI0100001206 | 27 | sqm | 453.385 | 12241.3939 |  | Excess(+) | 1 | Full Conversion | INR | [40 empty] | 12241.3939 | 12241.3939 | INR Twelve Thousand Two Hundred & Forty One and Paise Thirty Nine Only | [7 empty] | 400.8 | 453.385
96 | Brick work with 1st class bricks in cement mortar (1:4) (a) In foundation and plinth | BI01010001010000000000000515BI0100001207 | 0.6 | cum | 9120.6394 | 5472.3836 |  | Excess(+) | 1 | Full Conversion | INR | [40 empty] | 5472.3836 | 5472.3836 | INR Five Thousand Four Hundred & Seventy Two and Paise Thirty Eight Only | [7 empty] | 8062.8 | 9120.6394
97 | Labour for taking out door and window frame including shutter for repair orreplacement of different parts of the frame & refixing the same including mendinggood all damaes complete. (Concrete and brick work for mending damage will be paid separately) (a) Upto area 2.5 Sq.m (A) AT GROUND FLOOR | BI01010001010000000000000515BI0100001208 | 32 | SqM | 161.5354 | 5169.1315 |  | Excess(+) | 1 | Full Conversion | INR | [40 empty] | 5169.1315 | 5169.1315 | INR Five Thousand One Hundred & Sixty Nine and Paise Thirteen Only | [7 empty] | 142.8 | 161.5354
98 | Labour for taking out door and window frame including shutter for repair orreplacement of different parts of the frame & refixing the same including mendinggood all damaes complete. (Concrete and brick work for mending damage will be paid separately) (a) Upto area 2.5 Sq.m (B) AT FIRST FLOOR | BI01010001010000000000000515BI0100001209 | 32 | SqM | 161.5354 | 5169.1315 |  | Excess(+) | 1 | Full Conversion | INR | [40 empty] | 5169.1315 | 5169.1315 | INR Five Thousand One Hundred & Sixty Nine and Paise Thirteen Only | [7 empty] | 142.8 | 161.5354
99 | Labour for taking out door and window frame including shutter for repair orreplacement of different parts of the frame & refixing the same including mendinggood all damaes complete. (Concrete and brick work for mending damage will be paid separately) (a) Upto area 2.5 Sq.m (C) AT SECOND FLOOR | BI01010001010000000000000515BI0100001210 | 32 | SqM | 161.5354 | 5169.1315 |  | Excess(+) | 1 | Full Conversion | INR | [40 empty] | 5169.1315 | 5169.1315 | INR Five Thousand One Hundred & Sixty Nine and Paise Thirteen Only | [7 empty] | 142.8 | 161.5354
100 | Labour for Chipping of concrete surface before taking upPlastering work. | BI01010001010000000000000515BI0100001211 | 50 | SqM | 23.7552 | 1187.76 |  | Excess(+) | 1 | Full Conversion | INR | [40 empty] | 1187.76 | 1187.76 | INR One Thousand One Hundred & Eighty Seven and Paise Seventy Six Only | [7 empty] | 21 | 23.7552
101 | Closing gap between door and window frame and jambs withcement mortar (1:3) including removing old mortar (throughoutentire surface of contact) and cleaning the joint. (Cement 0.012Cu.m/100 Mtr.) | BI01010001010000000000000515BI0100001212 | 350 | Rmt | 15.4069 | 5392.4304 |  | Excess(+) | 1 | Full Conversion | INR | [40 empty] | 5392.4304 | 5392.4304 | INR Five Thousand Three Hundred & Ninety Two and Paise Forty Three Only | [7 empty] | 13.62 | 15.4069
102 | Washing and cleaning with oxalic acid powder using 33 gms./sq.m. (b) Floor/ dado other than marble (A) AT GROUND FLOOR | BI01010001010000000000000515BI0100001213 | 120 | SqM | 7.7261 | 927.1315 |  | Excess(+) | 1 | Full Conversion | INR | [40 empty] | 927.1315 | 927.1315 | INR Nine Hundred & Twenty Seven and Paise Thirteen Only | [7 empty] | 6.83 | 7.7261
103 | Washing and cleaning with oxalic acid powder using 33 gms./sq.m. (b) Floor/ dado other than marble (B) AT FIRST FLOOR | BI01010001010000000000000515BI0100001214 | 120 | SqM | 7.7261 | 927.1315 |  | Excess(+) | 1 | Full Conversion | INR | [40 empty] | 927.1315 | 927.1315 | INR Nine Hundred & Twenty Seven and Paise Thirteen Only | [7 empty] | 6.83 | 7.7261
104 | Washing and cleaning with oxalic acid powder using 33 gms./sq.m. (b) Floor/ dado other than marble (C) AT SECOND FLOOR | BI01010001010000000000000515BI0100001215 | 120 | SqM | 7.7261 | 927.1315 |  | Excess(+) | 1 | Full Conversion | INR | [40 empty] | 927.1315 | 927.1315 | INR Nine Hundred & Twenty Seven and Paise Thirteen Only | [7 empty] | 6.83 | 7.7261
105 | Repairing cracks in floor with cement mortar (1:2) with necessary pigment to match with existing works, including prior cutting and cleaning the cracks as directed | BI01010001010000000000000515BI0100001216 | 400 | Rmt | 9.389 | 3755.584 |  | Excess(+) | 1 | Full Conversion | INR | [40 empty] | 3755.584 | 3755.584 | INR Three Thousand Seven Hundred & Fifty Five and Paise Fifty Eight Only | [7 empty] | 8.3 | 9.389
106 | Controlled Cement concrete with well graded stone chips (20 mm gradednominal size) excluding shuttering and reinforcement with complete design of concrete as per IS : 456 and relevant special publications, submission of jobmix formula after preliminary mix design after testing of concrete cubes asper direction of Engineer-in charge. Consumption of cement will not be lessthan 300 Kg of cement with Super plasticiser per cubic meter of controlled concrete but actual consumption will be determined on the basis ofpreliminary test and job mix foumula. In ground floor and foundation. [using concrete mixture] M 20 Grade N.B. varity (Stone Metal) | BI01010001010000000000000515BI0100001217 | 1.4 | CUM | 8783.9942 | 12297.5919 |  | Excess(+) | 1 | Full Conversion | INR | [40 empty] | 12297.5919 | 12297.5919 | INR Twelve Thousand Two Hundred & Ninety Seven and Paise Fifty Nine Only | [7 empty] | 7765.2 | 8783.9942
107 | Making one set of scaffolding only for replacing glass panels, painting,uprooting plant and another repairing works of building and S&P works for external works only with 10 cm. dia bamboo as main posts at the rate of 1metre centre to centre and 7.5 cm. dia bamboo ties @ 0.75 metre apart fitting and fixing with necessary coir, nails etc. as per direction of the Engineer-incharge For 11 m Height. | BI01010001010000000000000515BI0100001218 | 6 | Each | 1043.8714 | 6263.2282 |  | Excess(+) | 1 | Full Conversion | INR | [40 empty] | 6263.2282 | 6263.2282 | INR Six Thousand Two Hundred & Sixty Three and Paise Twenty Three Only | [7 empty] | 922.8 | 1043.8714
108 | Supplying, fitting and fixing PVC pipes of approved makeof (medium duty) conforming to ASTMD - 1785 and threaded to match with GI Pipes as per IS : 1239 (Part - I). with all necessary accessories, specials viz. socket, bend, tee, union, cross, elbo, nipple, longscrew, reducing socket, reducing tee, short piece etc. fitted with holder bats clamps, including cutting pipes, making threads,fitting, fixing etc. complete in all respect including cost of all necessary fittings as required,jointing materials and two coats of painting with approved paint in any position above ground. (Payment will be made on the centre line measurements of total pipe line including all specials. No separate payment will be made for accesories, specials. Payment for painting will be made seperately) Supreem made (a) For Exposed Work -- PVC Pipes (Dia) 100 mm | BI01010001010000000000000515BI0100001219 | 18 | Mtr. | 1539.337 |  |  | Excess(+) | 1 | Full Conversion | INR | [40 empty] | 27708.0653 | 27708.0653 | INR Twenty Seven Thousand Seven Hundred & Eight and Paise Seven Only | [7 empty] | 1360.8 | 1539.337
109 | Supplying, fitting and fixing PVC pipes of approved makeof (medium duty) conforming to ASTMD - 1785 and threaded to match with GI Pipes as per IS : 1239 (Part - I). with all necessary accessories, specials viz. socket, bend, tee, union, cross, elbo, nipple, longscrew, reducing socket, reducing tee, short piece etc. fitted with holder bats clamps, including cutting pipes, making threads,fitting, fixing etc. complete in all respect including cost of all necessary fittings as required,jointing materials and two coats of painting with approved paint in any position above ground. (Payment will be made on the centre line measurements of total pipe line including all specials. No separate payment will be made for accesories, specials. Payment for painting will be made seperately) Supreem made (a) For Exposed Work -- PVC Pipes (Dia) 32 mm | BI01010001010000000000000515BI0100001220 | 15 | Mtr. | 320.3558 |  |  | Excess(+) | 1 | Full Conversion | INR | [40 empty] | 4805.3376 | 4805.3376 | INR Four Thousand Eight Hundred & Five and Paise Thirty Four Only | [7 empty] | 283.2 | 320.3558
110 | Supplying, fitting and fixing PVC pipes of approved makeof (medium duty) conforming to ASTMD - 1785 and threaded to match with GI Pipes as per IS : 1239 (Part - I). with all necessary accessories, specials viz. socket, bend, tee, union, cross, elbo, nipple, longscrew, reducing socket, reducing tee, short piece etc. fitted with holder bats clamps, including cutting pipes, making threads,fitting, fixing etc. complete in all respect including cost of all necessary fittings as required,jointing materials and two coats of painting with approved paint in any position above ground. (Payment will be made on the centre line measurements of total pipe line including all specials. No separate payment will be made for accesories, specials. Payment for painting will be made seperately) Supreem made (a) For Concealed work 25 mm | BI01010001010000000000000515BI0100001221 | 50 | Mtr. | 278.2752 |  |  | Excess(+) | 1 | Full Conversion | INR | [40 empty] | 13913.76 | 13913.76 | INR Thirteen Thousand Nine Hundred & Thirteen and Paise Seventy Six Only | [7 empty] | 246 | 278.2752
111 | Supplying, fitting and fixing PVC pipes of approved makeof (medium duty) conforming to ASTMD - 1785 and threaded to match with GI Pipes as per IS : 1239 (Part - I). with all necessary accessories, specials viz. socket, bend, tee, union, cross, elbo, nipple, longscrew, reducing socket, reducing tee, short piece etc. fitted with holder bats clamps, including cutting pipes, making threads,fitting, fixing etc. complete in all respect including cost of all necessary fittings as required,jointing materials and two coats of painting with approved paint in any position above ground. (Payment will be made on the centre line measurements of total pipe line including all specials. No separate payment will be made for accesories, specials. Payment for painting will be made seperately) Supreem made (a) For Concealed work 20 mm | BI01010001010000000000000515BI0100001222 | 40 | Mtr. | 214.4755 |  |  | Excess(+) | 1 | Full Conversion | INR | [40 empty] | 8579.0208 | 8579.0208 | INR Eight Thousand Five Hundred & Seventy Nine and Paise Two Only | [7 empty] | 189.6 | 214.4755
112 | Supplying, fitting and fixing Peet's valve fullway gunmetal standard pattern best quality of approved brand bearing I.S.I. marking with fittings (tested to 21 kg per sq. cm.). 20mm mm dia | BI01010001010000000000000515BI0100001223 | 2 | Each | 891.8381 | 1783.6762 |  | Excess(+) | 1 | Full Conversion | INR | [40 empty] | 1783.6762 | 1783.6762 | INR One Thousand Seven Hundred & Eighty Three and Paise Sixty Eight Only | [7 empty] | 788.4 | 891.8381
113 | Supplying, fitting and fixing Peet's valve fullway gunmetal standard pattern best quality of approved brand bearing I.S.I. marking with fittings (tested to 21 kg per sq. cm.). 32 mm mm dia | BI01010001010000000000000515BI0100001224 | 2 | Each | 1707.6595 | 3415.319 |  | Excess(+) | 1 | Full Conversion | INR | [40 empty] | 3415.319 | 3415.319 | INR Three Thousand Four Hundred & Fifteen and Paise Thirty Two Only | [7 empty] | 1509.6 | 1707.6595
114 | Supplying, fitting and fixing Peet's valve fullway gunmetal standard pattern best quality of approved brand bearing I.S.I. marking with fittings (tested to 21 kg per sq. cm.). 25 mm mm dia | BI01010001010000000000000515BI0100001225 | 2 | Each | 1237.9853 | 20440 |  | Excess(+) | 1 | Full Conversion | INR | [40 empty] | 2475.9706 | 2475.9706 | INR Two Thousand Four Hundred & Seventy Five and Paise Ninety Seven Only | [7 empty] | 1094.4 | 1237.9853
115 | Supply of UPVC pipes (B Type) and fittings conforming to IS-13592-1992 (A) (i) Single Socketed 3 Mtr. Length b) 110 mm | BI01010001010000000000000515BI0100001226 | 40 | Mtr. | 396.3725 | 18424 |  | Excess(+) | 1 | Full Conversion | INR | [40 empty] | 15854.8992 | 15854.8992 | INR Fifteen Thousand Eight Hundred & Fifty Four and Paise Ninety Only | [7 empty] | 350.4 | 396.3725
116 | Supply of UPVC pipes (B Type) and fittings conforming to IS-13592-1992 (B) Fittings (110 MM) (ii) Door Tee | BI01010001010000000000000515BI0100001227 | 6 | Each | 264.7008 | 60825.1 |  | Excess(+) | 1 | Full Conversion | INR | [40 empty] | 1588.2048 | 1588.2048 | INR One Thousand Five Hundred & Eighty Eight and Paise Twenty Only | [7 empty] | 234 | 264.7008
117 | Supply of UPVC pipes (B Type) and fittings conforming to IS-13592-1992 (B) Fittings (110 MM) (iv) Door Bend T.S | BI01010001010000000000000515BI0100001228 | 6 | Each | 199.5437 | 57600 |  | Excess(+) | 1 | Full Conversion | INR | [40 empty] | 1197.2621 | 1197.2621 | INR One Thousand One Hundred & Ninety Seven and Paise Twenty Six Only | [7 empty] | 176.4 | 199.5437
118 | Supply of UPVC pipes (B Type) and fittings conforming to IS-13592-1992 (B) Fittings (110 MM) (v) Plain Tee | BI01010001010000000000000515BI0100001229 | 6 | Each | 115.3824 | 364255.6 |  | Excess(+) | 1 | Full Conversion | INR | [40 empty] | 692.2944 | 692.2944 | INR Six Hundred & Ninety Two and Paise Twenty Nine Only | [7 empty] | 102 | 115.3824
119 | Supply of UPVC pipes (B Type) and fittings conforming to IS-13592-1992 (B) Fittings (110 MM) (vii) Pipe Clip | BI01010001010000000000000515BI0100001230 | 35 | Each | 28.5062 |  |  | Excess(+) | 1 | Full Conversion | INR | [40 empty] | 997.7184 | 997.7184 | INR Nine Hundred & Ninety Seven and Paise Seventy Two Only | [7 empty] | 25.2 | 28.5062
120 | Supply of UPVC pipes (B Type) and fittings conforming to IS-13592-1992 (B) Fittings (110 MM) (vii) Vent Cowl | BI01010001010000000000000515BI0100001231 | 6 | Each | 44.7955 |  |  | Excess(+) | 1 | Full Conversion | INR | [40 empty] | 268.7731 | 268.7731 | INR Two Hundred & Sixty Eight and Paise Seventy Seven Only | [7 empty] | 39.6 | 44.7955
121 | Labour for fitting and fixing U.P.V.C pipes for above ground work including cost of joining materials etc. fitting and fixing all necessary specials, cutting pipes,cutting holes in walls or R.C floor where necessary and mending good all damages excluding the cost of masonry or concrete work, if necessary but including the cost and fitting and fixing holder bat clamps (any floor) or for underground work including cutting trenches upto 1.5 mtr. and refilling the same complete as per direction of the Engineer - in - Charge.(payment will be made on centre line measurment of the total pipe line including specials) (A) Above ground (ii) 110 mm | BI01010001010000000000000515BI0100001232 | 40 | Mtr. | 77.3741 |  |  | Excess(+) | 1 | Full Conversion | INR | [40 empty] | 3094.9632 | 3094.9632 | INR Three Thousand &Ninety Four and Paise Ninety Six Only | [7 empty] | 68.4 | 77.3741
122 | Supplying, fitting and fixing white vitreous china best quality approved make wash basin with C.I. brackets on 75 mm X 75 mm wooden blocks, C.P. waste fittings of 32 mm dia., one approved quality brass C.P. pillar cock of 15 mm dia., C.P. chain with rubber plug of 32 mm dia., approved quality P.V.C. waste pipe with C.P. nut 32 mm dia., 900 mm long approved quality P.V.C. connection pipe with heavy brass C.P. nut including mending good all damages and painting the brackets with two coats of approved paint. (i) 450 mm X 300 mm size | BI01010001010000000000000515BI0100001233 | 4 | Each | 2686.3738 |  |  | Excess(+) | 1 | Full Conversion | INR | [40 empty] | 10745.495 | 10745.495 | INR Ten Thousand Seven Hundred & Forty Five and Paise Fifty Only | [7 empty] | 2374.8 | 2686.3738
123 | Supplying, fitting and fixing approved brand 32 mm dia. P.V.C. waste pipe, with coupling at one end fitted with necessary clamps. 1050 mm long | BI01010001010000000000000515BI0100001234 | 6 | Each | 123.527 |  |  | Excess(+) | 1 | Full Conversion | INR | [40 empty] | 741.1622 | 741.1622 | INR Seven Hundred & Forty One and Paise Sixteen Only | [7 empty] | 109.2 | 123.527
124 | Supplying,fitting and fixing approved brand P.V.C. CONNECTOR white flexible, with both ends coupling with heavy brass C.P. nut, 15 mm dia. (iii) 600 mm long | BI01010001010000000000000515BI0100001235 | 6 | Each | 145.2461 |  |  | Excess(+) | 1 | Full Conversion | INR | [40 empty] | 871.4765 | 871.4765 | INR Eight Hundred & Seventy One and Paise Forty Eight Only | [7 empty] | 128.4 | 145.2461
125 | Supplying, fitting and fixing pillar cock of approved make. a) (ii) CP Pillar Cock Super Deluxe with Aerator - 15 mm. (Equivalent to Code No. 508 & Model No. Tropical / Sumthing Special of ESSCO or similar brand). | BI01010001010000000000000515BI0100001236 | 6 | Each | 803.6045 |  |  | Excess(+) | 1 | Full Conversion | INR | [40 empty] | 4821.6269 | 4821.6269 | INR Four Thousand Eight Hundred & Twenty One and Paise Sixty Three Only | [7 empty] | 710.4 | 803.6045
126 | Supplying, fitting and fixing towel rail with two brackets. (a) (ii)C.P. over brass (iii) 25 mm dia. and 750 mm long | BI01010001010000000000000515BI0100001237 | 6 | Each | 644.784 |  |  | Excess(+) | 1 | Full Conversion | INR | [40 empty] | 3868.704 | 3868.704 | INR Three Thousand Eight Hundred & Sixty Eight and Paise Seventy Only | [7 empty] | 570 | 644.784
127 | Supplying, fitting and fixing liquid soap container.(c) Fibre glass. | BI01010001010000000000000515BI0100001238 | 6 | Each | 255.1987 |  |  | Excess(+) | 1 | Full Conversion | INR | [40 empty] | 1531.1923 | 1531.1923 | INR One Thousand Five Hundred & Thirty One and Paise Nineteen Only | [7 empty] | 225.6 | 255.1987
128 | Supplying, fitting and fixing best quality Indian make mirror 5.5 mm thick with silvering as per I.S.I. specifications supported on fibre glass frame of any colour, frame size 550 mm X 400 mm | BI01010001010000000000000515BI0100001239 | 6 | Each | 832.1107 |  |  | Excess(+) | 1 | Full Conversion | INR | [40 empty] | 4992.6643 | 4992.6643 | INR Four Thousand Nine Hundred & Ninety Two and Paise Sixty Six Only | [7 empty] | 735.6 | 832.1107
129 | Chromium plated Bib Cock (angular shape with wall flange) (Equivalent to Code No. 5037 & Model - Florentine of Jaquar or similar brand). | BI01010001010000000000000515BI0100001240 | 10 | Each | 1168.7558 |  |  | Excess(+) | 1 | Full Conversion | INR | [40 empty] | 11687.5584 | 11687.5584 | INR Eleven Thousand Six Hundred & Eighty Seven and Paise Fifty Six Only | [7 empty] | 1033.2 | 1168.7558
130 | Chromium plated angular Stop Cock with wall flange (Equivalent to Code No. 5053 & Model - Florentine of Jaquar or similar brand). | BI01010001010000000000000515BI0100001241 | 10 | Each | 1106.3136 |  |  | Excess(+) | 1 | Full Conversion | INR | [40 empty] | 11063.136 | 11063.136 | INR Eleven Thousand &Sixty Three and Paise Fourteen Only | [7 empty] | 978 | 1106.3136
131 | Chromium plated round shower with revolving joint 100 mm dia with rubid cleaning system (Equivalent to Code No. 542(N) & Model - Tropical / Sumthing Special of ESSCO or similar brand). | BI01010001010000000000000515BI0100001242 | 6 | Each | 613.5629 |  |  | Excess(+) | 1 | Full Conversion | INR | [40 empty] | 3681.3773 | 3681.3773 | INR Three Thousand Six Hundred & Eighty One and Paise Thirty Eight Only | [7 empty] | 542.4 | 613.5629
132 | Supplying, fitting and fixing C.I. round grating. (ii) 150 mm | BI01010001010000000000000515BI0100001243 | 12 | Each | 115.3824 |  |  | Excess(+) | 1 | Full Conversion | INR | [40 empty] | 1384.5888 | 1384.5888 | INR One Thousand Three Hundred & Eighty Four and Paise Fifty Nine Only | [7 empty] | 102 | 115.3824
133 | Supplying, fitting and fixing C.I. square jalli. (ii) 150 mm | BI01010001010000000000000515BI0100001244 | 12 | Each | 138.4589 |  |  | Excess(+) | 1 | Full Conversion | INR | [40 empty] | 1661.5066 | 1661.5066 | INR One Thousand Six Hundred & Sixty One and Paise Fifty One Only | [7 empty] | 122.4 | 138.4589
134 | Dismantling Orissa pattern W.C. including taking out of base concrete, if necessary, complete | BI01010001010000000000000515BI0100001245 | 9 | Each | 50.904 |  |  | Excess(+) | 1 | Full Conversion | INR | [40 empty] | 458.136 | 458.136 | INR Four Hundred & Fifty Eight and Paise Fourteen Only | [7 empty] | 45 | 50.904
135 | Supplying P.V.C. water storage tank of approved quality with closed top with lid (Black) - Multilayer (f) 2000 litre capacity | BI01010001010000000000000515BI0100001246 | 1 | Each | 14163.529 |  |  | Excess(+) | 1 | Full Conversion | INR | [40 empty] | 14163.529 | 14163.529 | INR Fourteen Thousand One Hundred & Sixty Three and Paise Fifty Three Only | [7 empty] | 12520.8 | 14163.529
136 | Labour for hoisting plastic water storage tank. (f) 2000 litre capacity | BI01010001010000000000000515BI0100001247 | 1 | Each | 404.5171 |  |  | Excess(+) | 1 | Full Conversion | INR | [40 empty] | 404.5171 | 404.5171 | INR Four Hundred & Four and Paise Fifty Two Only | [7 empty] | 357.6 | 404.5171
137 | ELECTRICAL (SCHEDULE ITEM) Supply & Fixing 415V 63A TPN switch (L&T) in suitable SS enclosure with HRC fuses on LS & NL on angle iron frame on wall incl. earthing attachment. | BI01010001010000000000000515BI0100001248 | 1 | set | 4814.342 |  |  | Excess(+) | 1 | Full Conversion | INR | [40 empty] | 4814.342 | 4814.342 | INR Four Thousand Eight Hundred & Fourteen and Paise Thirty Four Only | [8 empty] | 4132 | 4814.342
138 | Supplying and fixing double door 4 way Horizontal TPN MCB Distribution board with IP-42/43 protection, concealed in wall after cutting the wall & mending good the damages to original finish incl. Inter connection with suitable size of copper wire and neutral link & provision for earthing attachment comprising of the followings (All Legrand) a) 63A four pole MCB isolater --- 1 no b)6 to 32A SP MCB --- 12 nos | BI01010001010000000000000515BI0100001249 | 1 | set | 14840.3372 |  |  | Excess(+) | 1 | Full Conversion | INR | [40 empty] | 14840.3372 | 14840.3372 | INR Fourteen Thousand Eight Hundred & Forty and Paise Thirty Four Only | [8 empty] | 12737 | 14840.3372
139 | Supply & Fixing (2+8) way SPN MCBDB (Legrand- Encl. 607711) with IP-42/43 protection Concealed in wall & mending good the damages to original finish incl. Interconnection with suitable copper wire & nuetral link incl. earthing attachment comprising with the following: a) 40A DP MCB isolator --- 1 no b) 6 to 16A SP MCB ---- 8 nos | BI01010001010000000000000515BI0100001250 | 4 | set | 3491.9126 |  |  | Excess(+) | 1 | Full Conversion | INR | [40 empty] | 13967.6504 | 13967.6504 | INR Thirteen Thousand Nine Hundred & Sixty Seven and Paise Sixty Five Only | [8 empty] | 2997 | 3491.9126
140 | Supply & Fixing DP enclosure16A (Standard , Havells ,) on flat iron frame on wall with earthing attachment as per G.S comprising with the following: | BI01010001010000000000000515BI0100001251 | 1 | set | 604.7056 |  |  | Excess(+) | 1 | Full Conversion | INR | [40 empty] | 604.7056 | 604.7056 | INR Six Hundred & Four and Paise Seventy One Only | [8 empty] | 519 | 604.7056
141 | Supply & drawing of 1.1 Kv grade single core stranded 'FR' Pvc insulated & unsheathed copper wire (brand appr by EIC) of the following sizes through 19 mm alkathene pipe recessed in wall. a) 3x1.5 sqmm (roof light) | BI01010001010000000000000515BI0100001252 | 125 | mtr | 129.3301 |  |  | Excess(+) | 1 | Full Conversion | INR | [40 empty] | 16166.262 | 16166.262 | INR Sixteen Thousand One Hundred & Sixty Six and Paise Twenty Six Only | [8 empty] | 111 | 129.3301
142 | Supply & drawing of 1.1 Kv grade single core stranded 'FR' Pvc insulated & unsheathed copper wire (brand appr by EIC) of the following sizes through 19 mm alkathene pipe recessed in wall. a) 2 x 6 + 1x4 sqmm (for submen) | BI01010001010000000000000515BI0100001253 | 160 | mtr | 235.3575 |  |  | Excess(+) | 1 | Full Conversion | INR | [40 empty] | 37657.1955 | 37657.1955 | INR Thirty Seven Thousand Six Hundred & Fifty Seven and Paise Twenty Only | [8 empty] | 202 | 235.3575
143 | Supply & drawing of 1.1 Kv grade single core stranded 'FR' Pvc insulated & unsheathed copper wire (brand appr by EIC) of the following sizes through 19 mm alkathene pipe recessed in wall. b) 2 x 2.5 + 1x1.5 sqmm (P/P plug/Com Plug) | BI01010001010000000000000515BI0100001254 | 180 | mtr | 118.8439 |  |  | Excess(+) | 1 | Full Conversion | INR | [40 empty] | 21391.897 | 21391.897 | INR Twenty One Thousand Three Hundred & Ninety One and Paise Ninety Only | [8 empty] | 102 | 118.8439
144 | Distn. wiring in2x22/0.3+1x22/0.3 (1.5 sqmm) single core stranded 'FR' PVC insulated & unsheathed single core stranded copper wire (Brand approved by EIC) in 19 mm bore, 3 mm thick polythen pipe complete with all accessories embedded in wall to light/fan/call bell points with Modular type switch (Brand approved by EIC) fixed on Modular GI switch board with top cover plate flushed sizes complete with three no. suitable size Copper bar with holes (for Ph, N & E) fixed on bakelite/Hard Rubber insulator over the MS welded chairs incl. top cover flushed in wall for housing the board after cutting the brick wall incl. making earthing attachment,in wall incl. mending good damages to original finish Ave run 6 mtr | BI01010001010000000000000515BI0100001255 | 112 | pts | 908.8061 |  |  | Excess(+) | 1 | Full Conversion | INR | [40 empty] | 101786.281 | 101786.281 | INR One Lakh One Thousand Seven Hundred & Eighty Six and Paise Twenty Eight Only | [8 empty] | 780 | 908.8061
145 | Distn. wiring in 22/0.3 (1.5 sqmm) single core stranded 'FR' PVC insulated & unsheathed single core stranded copper wire (Brand approved by EIC)Complete with all accessories (As per G.S) on board | BI01010001010000000000000515BI0100001256 | 20 | pts | 88.5503 |  |  | Excess(+) | 1 | Full Conversion | INR | [40 empty] | 1771.0067 | 1771.0067 | INR One Thousand Seven Hundred & Seventy One and Paise One Only | [8 empty] | 76 | 88.5503
146 | Supply & Fixing 240 V, 6 A, 3 pin Modular type plug socket (Brand approved by EIC) with 6A Modular type switch, without plug top on 4 Module GI Modular type switch board with 3 Module top cover plate flushed in wall incl. S&F switch board and cover plate and making necy. connections with PVC Cu wire and earth continuity wire etc. | BI01010001010000000000000515BI0100001257 | 20 | pts | 439.2563 |  |  | Excess(+) | 1 | Full Conversion | INR | [40 empty] | 8785.1254 | 8785.1254 | INR Eight Thousand Seven Hundred & Eighty Five and Paise Thirteen Only | [8 empty] | 377 | 439.2563
147 | Supply & fixing computer plug board modular type of 8 module GI box with cover plate recessed in wall comprising with the following (Legrand/Cabtree) ----- a) 6/16A socket & 16A switch --1 set b) 6A socket --2 nos c) 6A switch --- 1 no | BI01010001010000000000000515BI0100001258 | 9 | set | 1131.3471 |  |  | Excess(+) | 1 | Full Conversion | INR | [40 empty] | 10182.1235 | 10182.1235 | INR Ten Thousand One Hundred & Eighty Two and Paise Twelve Only | [8 empty] | 971 | 1131.3471
148 | Supply & Fixing 240 V, 16 A, 3 pin Modular type plug socket (Brand approved by EIC) with 16A Modular type switch, without plug top on 4 Module GI Modular type switch board with top cover plate flushed in wall incl. S&F switch board and cover plate and making necy. connections with PVC Cu wire and earth continuity wire etc. | BI01010001010000000000000515BI0100001259 | 8 | set | 531.302 |  |  | Excess(+) | 1 | Full Conversion | INR | [40 empty] | 4250.4161 | 4250.4161 | INR Four Thousand Two Hundred & Fifty and Paise Forty Two Only | [8 empty] | 456 | 531.302
149 | Earthing the installation by 50mm dia GI pipe (TATA--M) 3.64 mtr long & 1x4 SWG GI (Hot dip) wire (4mtr long) with suitable nuts, bolts & washers etc. Driven into a depth of 3.65 mtr below the ground level. | BI01010001010000000000000515BI0100001260 | 2 | set | 1775.6673 |  |  | Excess(+) | 1 | Full Conversion | INR | [40 empty] | 3551.3345 | 3551.3345 | INR Three Thousand Five Hundred & Fifty One and Paise Thirty Three Only | [8 empty] | 1524 | 1775.6673
150 | Excavation of soil for installation of Earth Electrode and filling & ramming. For Morrum Soil | BI01010001010000000000000515BI0100001261 | 2 | cu mtr | 333.2289 |  |  | Excess(+) | 1 | Full Conversion | INR | [40 empty] | 666.4578 | 666.4578 | INR Six Hundred & Sixty Six and Paise Forty Six Only | [8 empty] | 286 | 333.2289
151 | ELECTRICAL (NON-SCHEDULE ITEM) Supply 4' single LED type tube light fitting complete with all acessaries directly on ceiling with HW round block & suitable size of MS fastener (Crompton, cat no - DIJB12LT8-20, LLT8-20) | BI01010001010000000000000515BI0100001262 | 48 | set | 831.23 |  |  | Excess(+) | 1 | Full Conversion | INR | [40 empty] | 39899.04 | 39899.04 | INR Thirty Nine Thousand Eight Hundred & Ninety Nine and Paise Four Only | [7 empty] | 823 | 831.23
152 | Supply & fixing of 1200mm sweep Ceiling Fan (Orient,New Bridge, White) or equivalent as approved by the EIC,complete with all acessaries Incl S/F necy copper flex wire. | BI01010001010000000000000515BI0100001263 | 8 | each | 2232.1 |  |  | Excess(+) | 1 | Full Conversion | INR | [40 empty] | 17856.8 | 17856.8 | INR Seventeen Thousand Eight Hundred & Fifty Six and Paise Eighty Only | [7 empty] | 2210 | 2232.1
153 | Supply of 425 mm (12") sweep heavy duty exhaust fan (EPC/ Crompton) | BI01010001010000000000000515BI0100001264 | 2 | each | 3120.9 |  |  | Excess(+) | 1 | Full Conversion | INR | [40 empty] | 6241.8 | 6241.8 | INR Six Thousand Two Hundred & Forty One and Paise Eighty Only | [7 empty] | 3090 | 3120.9
154 | Fixing only exhaust fan after making hole in wall and making good damages and smooth cement finish etc. as practicable as possible and providing necy. length of PVC insulated wire and making connection for exhaust & louvre shutter after cutting hole on wall & mending good the damages of following diameter: 30 cm (12") | BI01010001010000000000000515BI0100001265 | 2 | each | 443.39 |  |  | Excess(+) | 1 | Full Conversion | INR | [40 empty] | 886.78 | 886.78 | INR Eight Hundred & Eighty Six and Paise Seventy Eight Only | [7 empty] | 439 | 443.39
155 | Supply & fixing 11W LED night Lamp (Crompton/Philps) for batten light points | BI01010001010000000000000515BI0100001266 | 4 | Set | 222.2 |  |  | Excess(+) | 1 | Full Conversion | INR | [40 empty] | 888.8 | 888.8 | INR Eight Hundred & Eighty Eight and Paise Eighty Only | [7 empty] | 220 | 222.2
156 | Supply & fixing of 72W LED street light fitting (Make Crompton, cat no - LSTP-45-CDL) | BI01010001010000000000000515BI0100001267 | 5 | set | 6883.15 |  |  | Excess(+) | 1 | Full Conversion | INR | [40 empty] | 34415.75 | 34415.75 | INR Thirty Four Thousand Four Hundred & Fifteen and Paise Seventy Five Only | [7 empty] | 6815 | 6883.15
Total in Figures | [51 empty] | 2290672.7434 | 1483376.0684 | INR Fourteen Lakh Eighty Three Thousand Three Hundred & Seventy Six and Paise Seven Only
Quoted Rate in Figures |  |  |  | Select | [47 empty] | 0 | 0 | INR Zero Only
Quoted Rate in Words |  | INR Zero Only
Note on K14: gepadmin: 1. If you choose "Full Conversion" then Column BA (AMOUNT) and Column BB (TAXES) BOTH values will be convert based on selected Currency in (Column L). 2. If you choose "Partial Conversion" then Column BA (AMOUNT) only will be converted based on selected currency (Column L) and Column BB (TAXES) value (INR) will be added to the converted values.
Note on K17: gepadmin: 1. If you choose "Full Conversion" then Column BA (AMOUNT) and Column BB (TAXES) BOTH values will be convert based on selected Currency in (Column L). 2. If you choose "Partial Conversion" then Column BA (AMOUNT) only will be converted based on selected currency (Column L) and Column BB (TAXES) value (INR) will be added to the converted values.
Note on K18: gepadmin: 1. If you choose "Full Conversion" then Column BA (AMOUNT) and Column BB (TAXES) BOTH values will be convert based on selected Currency in (Column L). 2. If you choose "Partial Conversion" then Column BA (AMOUNT) only will be converted based on selected currency (Column L) and Column BB (TAXES) value (INR) will be added to the converted values.
Note on K13: gepadmin: 1. If you choose "Full Conversion" then Column BA (AMOUNT) and Column BB (TAXES) BOTH values will be convert based on selected Currency in (Column L). 2. If you choose "Partial Conversion" then Column BA (AMOUNT) only will be converted based on selected currency (Column L) and Column BB (TAXES) value (INR) will be added to the converted values.
Note on K16: gepadmin: 1. If you choose "Full Conversion" then Column BA (AMOUNT) and Column BB (TAXES) BOTH values will be convert based on selected Currency in (Column L). 2. If you choose "Partial Conversion" then Column BA (AMOUNT) only will be converted based on selected currency (Column L) and Column BB (TAXES) value (INR) will be added to the converted values.
Note on K33: gepadmin: 1. If you choose "Full Conversion" then Column BA (AMOUNT) and Column BB (TAXES) BOTH values will be convert based on selected Currency in (Column L). 2. If you choose "Partial Conversion" then Column BA (AMOUNT) only will be converted based on selected currency (Column L) and Column BB (TAXES) value (INR) will be added to the converted values.
Note on K61: gepadmin: 1. If you choose "Full Conversion" then Column BA (AMOUNT) and Column BB (TAXES) BOTH values will be convert based on selected Currency in (Column L). 2. If you choose "Partial Conversion" then Column BA (AMOUNT) only will be converted based on selected currency (Column L) and Column BB (TAXES) value (INR) will be added to the converted values.
Note on K62: gepadmin: 1. If you choose "Full Conversion" then Column BA (AMOUNT) and Column BB (TAXES) BOTH values will be convert based on selected Currency in (Column L). 2. If you choose "Partial Conversion" then Column BA (AMOUNT) only will be converted based on selected currency (Column L) and Column BB (TAXES) value (INR) will be added to the converted values.
Note on K54: gepadmin: 1. If you choose "Full Conversion" then Column BA (AMOUNT) and Column BB (TAXES) BOTH values will be convert based on selected Currency in (Column L). 2. If you choose "Partial Conversion" then Column BA (AMOUNT) only will be converted based on selected currency (Column L) and Column BB (TAXES) value (INR) will be added to the converted values.
Note on K25: gepadmin: 1. If you choose "Full Conversion" then Column BA (AMOUNT) and Column BB (TAXES) BOTH values will be convert based on selected Currency in (Column L). 2. If you choose "Partial Conversion" then Column BA (AMOUNT) only will be converted based on selected currency (Column L) and Column BB (TAXES) value (INR) will be added to the converted values.
Note on K35: gepadmin: 1. If you choose "Full Conversion" then Column BA (AMOUNT) and Column BB (TAXES) BOTH values will be convert based on selected Currency in (Column L). 2. If you choose "Partial Conversion" then Column BA (AMOUNT) only will be converted based on selected currency (Column L) and Column BB (TAXES) value (INR) will be added to the converted values.
Note on K37: gepadmin: 1. If you choose "Full Conversion" then Column BA (AMOUNT) and Column BB (TAXES) BOTH values will be convert based on selected Currency in (Column L). 2. If you choose "Partial Conversion" then Column BA (AMOUNT) only will be converted based on selected currency (Column L) and Column BB (TAXES) value (INR) will be added to the converted values.
Note on K40: gepadmin: 1. If you choose "Full Conversion" then Column BA (AMOUNT) and Column BB (TAXES) BOTH values will be convert based on selected Currency in (Column L). 2. If you choose "Partial Conversion" then Column BA (AMOUNT) only will be converted based on selected currency (Column L) and Column BB (TAXES) value (INR) will be added to the converted values.
Note on K42: gepadmin: 1. If you choose "Full Conversion" then Column BA (AMOUNT) and Column BB (TAXES) BOTH values will be convert based on selected Currency in (Column L). 2. If you choose "Partial Conversion" then Column BA (AMOUNT) only will be converted based on selected currency (Column L) and Column BB (TAXES) value (INR) will be added to the converted values.
Note on K44: gepadmin: 1. If you choose "Full Conversion" then Column BA (AMOUNT) and Column BB (TAXES) BOTH values will be convert based on selected Currency in (Column L). 2. If you choose "Partial Conversion" then Column BA (AMOUNT) only will be converted based on selected currency (Column L) and Column BB (TAXES) value (INR) will be added to the converted values.
Note on K46: gepadmin: 1. If you choose "Full Conversion" then Column BA (AMOUNT) and Column BB (TAXES) BOTH values will be convert based on selected Currency in (Column L). 2. If you choose "Partial Conversion" then Column BA (AMOUNT) only will be converted based on selected currency (Column L) and Column BB (TAXES) value (INR) will be added to the converted values.
Note on K48: gepadmin: 1. If you choose "Full Conversion" then Column BA (AMOUNT) and Column BB (TAXES) BOTH values will be convert based on selected Currency in (Column L). 2. If you choose "Partial Conversion" then Column BA (AMOUNT) only will be converted based on selected currency (Column L) and Column BB (TAXES) value (INR) will be added to the converted values.
Note on K21: gepadmin: 1. If you choose "Full Conversion" then Column BA (AMOUNT) and Column BB (TAXES) BOTH values will be convert based on selected Currency in (Column L). 2. If you choose "Partial Conversion" then Column BA (AMOUNT) only will be converted based on selected currency (Column L) and Column BB (TAXES) value (INR) will be added to the converted values.
Note on K24: gepadmin: 1. If you choose "Full Conversion" then Column BA (AMOUNT) and Column BB (TAXES) BOTH values will be convert based on selected Currency in (Column L). 2. If you choose "Partial Conversion" then Column BA (AMOUNT) only will be converted based on selected currency (Column L) and Column BB (TAXES) value (INR) will be added to the converted values.
Note on K20: gepadmin: 1. If you choose "Full Conversion" then Column BA (AMOUNT) and Column BB (TAXES) BOTH values will be convert based on selected Currency in (Column L). 2. If you choose "Partial Conversion" then Column BA (AMOUNT) only will be converted based on selected currency (Column L) and Column BB (TAXES) value (INR) will be added to the converted values.
Note on K29: gepadmin: 1. If you choose "Full Conversion" then Column BA (AMOUNT) and Column BB (TAXES) BOTH values will be convert based on selected Currency in (Column L). 2. If you choose "Partial Conversion" then Column BA (AMOUNT) only will be converted based on selected currency (Column L) and Column BB (TAXES) value (INR) will be added to the converted values.
Note on K34: gepadmin: 1. If you choose "Full Conversion" then Column BA (AMOUNT) and Column BB (TAXES) BOTH values will be convert based on selected Currency in (Column L). 2. If you choose "Partial Conversion" then Column BA (AMOUNT) only will be converted based on selected currency (Column L) and Column BB (TAXES) value (INR) will be added to the converted values.
Note on K49: gepadmin: 1. If you choose "Full Conversion" then Column BA (AMOUNT) and Column BB (TAXES) BOTH values will be convert based on selected Currency in (Column L). 2. If you choose "Partial Conversion" then Column BA (AMOUNT) only will be converted based on selected currency (Column L) and Column BB (TAXES) value (INR) will be added to the converted values.
Note on K58: gepadmin: 1. If you choose "Full Conversion" then Column BA (AMOUNT) and Column BB (TAXES) BOTH values will be convert based on selected Currency in (Column L). 2. If you choose "Partial Conversion" then Column BA (AMOUNT) only will be converted based on selected currency (Column L) and Column BB (TAXES) value (INR) will be added to the converted values.
Note on K78: gepadmin: 1. If you choose "Full Conversion" then Column BA (AMOUNT) and Column BB (TAXES) BOTH values will be convert based on selected Currency in (Column L). 2. If you choose "Partial Conversion" then Column BA (AMOUNT) only will be converted based on selected currency (Column L) and Column BB (TAXES) value (INR) will be added to the converted values.
Note on K55: gepadmin: 1. If you choose "Full Conversion" then Column BA (AMOUNT) and Column BB (TAXES) BOTH values will be convert based on selected Currency in (Column L). 2. If you choose "Partial Conversion" then Column BA (AMOUNT) only will be converted based on selected currency (Column L) and Column BB (TAXES) value (INR) will be added to the converted values.
Note on K66: gepadmin: 1. If you choose "Full Conversion" then Column BA (AMOUNT) and Column BB (TAXES) BOTH values will be convert based on selected Currency in (Column L). 2. If you choose "Partial Conversion" then Column BA (AMOUNT) only will be converted based on selected currency (Column L) and Column BB (TAXES) value (INR) will be added to the converted values.
Note on K71: gepadmin: 1. If you choose "Full Conversion" then Column BA (AMOUNT) and Column BB (TAXES) BOTH values will be convert based on selected Currency in (Column L). 2. If you choose "Partial Conversion" then Column BA (AMOUNT) only will be converted based on selected currency (Column L) and Column BB (TAXES) value (INR) will be added to the converted values.
Note on K41: gepadmin: 1. If you choose "Full Conversion" then Column BA (AMOUNT) and Column BB (TAXES) BOTH values will be convert based on selected Currency in (Column L). 2. If you choose "Partial Conversion" then Column BA (AMOUNT) only will be converted based on selected currency (Column L) and Column BB (TAXES) value (INR) will be added to the converted values.
Note on K63: gepadmin: 1. If you choose "Full Conversion" then Column BA (AMOUNT) and Column BB (TAXES) BOTH values will be convert based on selected Currency in (Column L). 2. If you choose "Partial Conversion" then Column BA (AMOUNT) only will be converted based on selected currency (Column L) and Column BB (TAXES) value (INR) will be added to the converted values.
Note on K23: gepadmin: 1. If you choose "Full Conversion" then Column BA (AMOUNT) and Column BB (TAXES) BOTH values will be convert based on selected Currency in (Column L). 2. If you choose "Partial Conversion" then Column BA (AMOUNT) only will be converted based on selected currency (Column L) and Column BB (TAXES) value (INR) will be added to the converted values.
Note on K27: gepadmin: 1. If you choose "Full Conversion" then Column BA (AMOUNT) and Column BB (TAXES) BOTH values will be convert based on selected Currency in (Column L). 2. If you choose "Partial Conversion" then Column BA (AMOUNT) only will be converted based on selected currency (Column L) and Column BB (TAXES) value (INR) will be added to the converted values.
Note on K31: gepadmin: 1. If you choose "Full Conversion" then Column BA (AMOUNT) and Column BB (TAXES) BOTH values will be convert based on selected Currency in (Column L). 2. If you choose "Partial Conversion" then Column BA (AMOUNT) only will be converted based on selected currency (Column L) and Column BB (TAXES) value (INR) will be added to the converted values.
Note on K36: gepadmin: 1. If you choose "Full Conversion" then Column BA (AMOUNT) and Column BB (TAXES) BOTH values will be convert based on selected Currency in (Column L). 2. If you choose "Partial Conversion" then Column BA (AMOUNT) only will be converted based on selected currency (Column L) and Column BB (TAXES) value (INR) will be added to the converted values.
Note on K43: gepadmin: 1. If you choose "Full Conversion" then Column BA (AMOUNT) and Column BB (TAXES) BOTH values will be convert based on selected Currency in (Column L). 2. If you choose "Partial Conversion" then Column BA (AMOUNT) only will be converted based on selected currency (Column L) and Column BB (TAXES) value (INR) will be added to the converted values.
Note on K47: gepadmin: 1. If you choose "Full Conversion" then Column BA (AMOUNT) and Column BB (TAXES) BOTH values will be convert based on selected Currency in (Column L). 2. If you choose "Partial Conversion" then Column BA (AMOUNT) only will be converted based on selected currency (Column L) and Column BB (TAXES) value (INR) will be added to the converted values.
Note on K51: gepadmin: 1. If you choose "Full Conversion" then Column BA (AMOUNT) and Column BB (TAXES) BOTH values will be convert based on selected Currency in (Column L). 2. If you choose "Partial Conversion" then Column BA (AMOUNT) only will be converted based on selected currency (Column L) and Column BB (TAXES) value (INR) will be added to the converted values.
Note on K68: gepadmin: 1. If you choose "Full Conversion" then Column BA (AMOUNT) and Column BB (TAXES) BOTH values will be convert based on selected Currency in (Column L). 2. If you choose "Partial Conversion" then Column BA (AMOUNT) only will be converted based on selected currency (Column L) and Column BB (TAXES) value (INR) will be added to the converted values.
Note on K72: gepadmin: 1. If you choose "Full Conversion" then Column BA (AMOUNT) and Column BB (TAXES) BOTH values will be convert based on selected Currency in (Column L). 2. If you choose "Partial Conversion" then Column BA (AMOUNT) only will be converted based on selected currency (Column L) and Column BB (TAXES) value (INR) will be added to the converted values.
Note on K76: gepadmin: 1. If you choose "Full Conversion" then Column BA (AMOUNT) and Column BB (TAXES) BOTH values will be convert based on selected Currency in (Column L). 2. If you choose "Partial Conversion" then Column BA (AMOUNT) only will be converted based on selected currency (Column L) and Column BB (TAXES) value (INR) will be added to the converted values.
Note on K19: gepadmin: 1. If you choose "Full Conversion" then Column BA (AMOUNT) and Column BB (TAXES) BOTH values will be convert based on selected Currency in (Column L). 2. If you choose "Partial Conversion" then Column BA (AMOUNT) only will be converted based on selected currency (Column L) and Column BB (TAXES) value (INR) will be added to the converted values.
Note on K30: gepadmin: 1. If you choose "Full Conversion" then Column BA (AMOUNT) and Column BB (TAXES) BOTH values will be convert based on selected Currency in (Column L). 2. If you choose "Partial Conversion" then Column BA (AMOUNT) only will be converted based on selected currency (Column L) and Column BB (TAXES) value (INR) will be added to the converted values.
Note on K50: gepadmin: 1. If you choose "Full Conversion" then Column BA (AMOUNT) and Column BB (TAXES) BOTH values will be convert based on selected Currency in (Column L). 2. If you choose "Partial Conversion" then Column BA (AMOUNT) only will be converted based on selected currency (Column L) and Column BB (TAXES) value (INR) will be added to the converted values.
Note on K70: gepadmin: 1. If you choose "Full Conversion" then Column BA (AMOUNT) and Column BB (TAXES) BOTH values will be convert based on selected Currency in (Column L). 2. If you choose "Partial Conversion" then Column BA (AMOUNT) only will be converted based on selected currency (Column L) and Column BB (TAXES) value (INR) will be added to the converted values.
Note on K53: gepadmin: 1. If you choose "Full Conversion" then Column BA (AMOUNT) and Column BB (TAXES) BOTH values will be convert based on selected Currency in (Column L). 2. If you choose "Partial Conversion" then Column BA (AMOUNT) only will be converted based on selected currency (Column L) and Column BB (TAXES) value (INR) will be added to the converted values.
Note on K56: gepadmin: 1. If you choose "Full Conversion" then Column BA (AMOUNT) and Column BB (TAXES) BOTH values will be convert based on selected Currency in (Column L). 2. If you choose "Partial Conversion" then Column BA (AMOUNT) only will be converted based on selected currency (Column L) and Column BB (TAXES) value (INR) will be added to the converted values.
Note on K60: gepadmin: 1. If you choose "Full Conversion" then Column BA (AMOUNT) and Column BB (TAXES) BOTH values will be convert based on selected Currency in (Column L). 2. If you choose "Partial Conversion" then Column BA (AMOUNT) only will be converted based on selected currency (Column L) and Column BB (TAXES) value (INR) will be added to the converted values.
Note on K15: gepadmin: 1. If you choose "Full Conversion" then Column BA (AMOUNT) and Column BB (TAXES) BOTH values will be convert based on selected Currency in (Column L). 2. If you choose "Partial Conversion" then Column BA (AMOUNT) only will be converted based on selected currency (Column L) and Column BB (TAXES) value (INR) will be added to the converted values.
Note on K26: gepadmin: 1. If you choose "Full Conversion" then Column BA (AMOUNT) and Column BB (TAXES) BOTH values will be convert based on selected Currency in (Column L). 2. If you choose "Partial Conversion" then Column BA (AMOUNT) only will be converted based on selected currency (Column L) and Column BB (TAXES) value (INR) will be added to the converted values.
Note on K32: gepadmin: 1. If you choose "Full Conversion" then Column BA (AMOUNT) and Column BB (TAXES) BOTH values will be convert based on selected Currency in (Column L). 2. If you choose "Partial Conversion" then Column BA (AMOUNT) only will be converted based on selected currency (Column L) and Column BB (TAXES) value (INR) will be added to the converted values.
Note on K38: gepadmin: 1. If you choose "Full Conversion" then Column BA (AMOUNT) and Column BB (TAXES) BOTH values will be convert based on selected Currency in (Column L). 2. If you choose "Partial Conversion" then Column BA (AMOUNT) only will be converted based on selected currency (Column L) and Column BB (TAXES) value (INR) will be added to the converted values.
Note on K39: gepadmin: 1. If you choose "Full Conversion" then Column BA (AMOUNT) and Column BB (TAXES) BOTH values will be convert based on selected Currency in (Column L). 2. If you choose "Partial Conversion" then Column BA (AMOUNT) only will be converted based on selected currency (Column L) and Column BB (TAXES) value (INR) will be added to the converted values.
Note on K45: gepadmin: 1. If you choose "Full Conversion" then Column BA (AMOUNT) and Column BB (TAXES) BOTH values will be convert based on selected Currency in (Column L). 2. If you choose "Partial Conversion" then Column BA (AMOUNT) only will be converted based on selected currency (Column L) and Column BB (TAXES) value (INR) will be added to the converted values.
Note on K52: gepadmin: 1. If you choose "Full Conversion" then Column BA (AMOUNT) and Column BB (TAXES) BOTH values will be convert based on selected Currency in (Column L). 2. If you choose "Partial Conversion" then Column BA (AMOUNT) only will be converted based on selected currency (Column L) and Column BB (TAXES) value (INR) will be added to the converted values.
Note on K59: gepadmin: 1. If you choose "Full Conversion" then Column BA (AMOUNT) and Column BB (TAXES) BOTH values will be convert based on selected Currency in (Column L). 2. If you choose "Partial Conversion" then Column BA (AMOUNT) only will be converted based on selected currency (Column L) and Column BB (TAXES) value (INR) will be added to the converted values.
Note on K64: gepadmin: 1. If you choose "Full Conversion" then Column BA (AMOUNT) and Column BB (TAXES) BOTH values will be convert based on selected Currency in (Column L). 2. If you choose "Partial Conversion" then Column BA (AMOUNT) only will be converted based on selected currency (Column L) and Column BB (TAXES) value (INR) will be added to the converted values.
Note on K79: gepadmin: 1. If you choose "Full Conversion" then Column BA (AMOUNT) and Column BB (TAXES) BOTH values will be convert based on selected Currency in (Column L). 2. If you choose "Partial Conversion" then Column BA (AMOUNT) only will be converted based on selected currency (Column L) and Column BB (TAXES) value (INR) will be added to the converted values.
Note on K80: gepadmin: 1. If you choose "Full Conversion" then Column BA (AMOUNT) and Column BB (TAXES) BOTH values will be convert based on selected Currency in (Column L). 2. If you choose "Partial Conversion" then Column BA (AMOUNT) only will be converted based on selected currency (Column L) and Column BB (TAXES) value (INR) will be added to the converted values.
Note on K69: gepadmin: 1. If you choose "Full Conversion" then Column BA (AMOUNT) and Column BB (TAXES) BOTH values will be convert based on selected Currency in (Column L). 2. If you choose "Partial Conversion" then Column BA (AMOUNT) only will be converted based on selected currency (Column L) and Column BB (TAXES) value (INR) will be added to the converted values.
Note on K22: gepadmin: 1. If you choose "Full Conversion" then Column BA (AMOUNT) and Column BB (TAXES) BOTH values will be convert based on selected Currency in (Column L). 2. If you choose "Partial Conversion" then Column BA (AMOUNT) only will be converted based on selected currency (Column L) and Column BB (TAXES) value (INR) will be added to the converted values.
Note on K81: gepadmin: 1. If you choose "Full Conversion" then Column BA (AMOUNT) and Column BB (TAXES) BOTH values will be convert based on selected Currency in (Column L). 2. If you choose "Partial Conversion" then Column BA (AMOUNT) only will be converted based on selected currency (Column L) and Column BB (TAXES) value (INR) will be added to the converted values.
Note on K82: gepadmin: 1. If you choose "Full Conversion" then Column BA (AMOUNT) and Column BB (TAXES) BOTH values will be convert based on selected Currency in (Column L). 2. If you choose "Partial Conversion" then Column BA (AMOUNT) only will be converted based on selected currency (Column L) and Column BB (TAXES) value (INR) will be added to the converted values.
Note on K83: gepadmin: 1. If you choose "Full Conversion" then Column BA (AMOUNT) and Column BB (TAXES) BOTH values will be convert based on selected Currency in (Column L). 2. If you choose "Partial Conversion" then Column BA (AMOUNT) only will be converted based on selected currency (Column L) and Column BB (TAXES) value (INR) will be added to the converted values.
Note on K85: gepadmin: 1. If you choose "Full Conversion" then Column BA (AMOUNT) and Column BB (TAXES) BOTH values will be convert based on selected Currency in (Column L). 2. If you choose "Partial Conversion" then Column BA (AMOUNT) only will be converted based on selected currency (Column L) and Column BB (TAXES) value (INR) will be added to the converted values.
Note on K87: gepadmin: 1. If you choose "Full Conversion" then Column BA (AMOUNT) and Column BB (TAXES) BOTH values will be convert based on selected Currency in (Column L). 2. If you choose "Partial Conversion" then Column BA (AMOUNT) only will be converted based on selected currency (Column L) and Column BB (TAXES) value (INR) will be added to the converted values.
Note on K88: gepadmin: 1. If you choose "Full Conversion" then Column BA (AMOUNT) and Column BB (TAXES) BOTH values will be convert based on selected Currency in (Column L). 2. If you choose "Partial Conversion" then Column BA (AMOUNT) only will be converted based on selected currency (Column L) and Column BB (TAXES) value (INR) will be added to the converted values.
Note on K89: gepadmin: 1. If you choose "Full Conversion" then Column BA (AMOUNT) and Column BB (TAXES) BOTH values will be convert based on selected Currency in (Column L). 2. If you choose "Partial Conversion" then Column BA (AMOUNT) only will be converted based on selected currency (Column L) and Column BB (TAXES) value (INR) will be added to the converted values.
Note on K90: gepadmin: 1. If you choose "Full Conversion" then Column BA (AMOUNT) and Column BB (TAXES) BOTH values will be convert based on selected Currency in (Column L). 2. If you choose "Partial Conversion" then Column BA (AMOUNT) only will be converted based on selected currency (Column L) and Column BB (TAXES) value (INR) will be added to the converted values.
Note on K91: gepadmin: 1. If you choose "Full Conversion" then Column BA (AMOUNT) and Column BB (TAXES) BOTH values will be convert based on selected Currency in (Column L). 2. If you choose "Partial Conversion" then Column BA (AMOUNT) only will be converted based on selected currency (Column L) and Column BB (TAXES) value (INR) will be added to the converted values.
Note on K95: gepadmin: 1. If you choose "Full Conversion" then Column BA (AMOUNT) and Column BB (TAXES) BOTH values will be convert based on selected Currency in (Column L). 2. If you choose "Partial Conversion" then Column BA (AMOUNT) only will be converted based on selected currency (Column L) and Column BB (TAXES) value (INR) will be added to the converted values.
Note on K97: gepadmin: 1. If you choose "Full Conversion" then Column BA (AMOUNT) and Column BB (TAXES) BOTH values will be convert based on selected Currency in (Column L). 2. If you choose "Partial Conversion" then Column BA (AMOUNT) only will be converted based on selected currency (Column L) and Column BB (TAXES) value (INR) will be added to the converted values.
Note on K98: gepadmin: 1. If you choose "Full Conversion" then Column BA (AMOUNT) and Column BB (TAXES) BOTH values will be convert based on selected Currency in (Column L). 2. If you choose "Partial Conversion" then Column BA (AMOUNT) only will be converted based on selected currency (Column L) and Column BB (TAXES) value (INR) will be added to the converted values.
Note on K99: gepadmin: 1. If you choose "Full Conversion" then Column BA (AMOUNT) and Column BB (TAXES) BOTH values will be convert based on selected Currency in (Column L). 2. If you choose "Partial Conversion" then Column BA (AMOUNT) only will be converted based on selected currency (Column L) and Column BB (TAXES) value (INR) will be added to the converted values.
Note on K101: gepadmin: 1. If you choose "Full Conversion" then Column BA (AMOUNT) and Column BB (TAXES) BOTH values will be convert based on selected Currency in (Column L). 2. If you choose "Partial Conversion" then Column BA (AMOUNT) only will be converted based on selected currency (Column L) and Column BB (TAXES) value (INR) will be added to the converted values.
Note on K102: gepadmin: 1. If you choose "Full Conversion" then Column BA (AMOUNT) and Column BB (TAXES) BOTH values will be convert based on selected Currency in (Column L). 2. If you choose "Partial Conversion" then Column BA (AMOUNT) only will be converted based on selected currency (Column L) and Column BB (TAXES) value (INR) will be added to the converted values.
Note on K103: gepadmin: 1. If you choose "Full Conversion" then Column BA (AMOUNT) and Column BB (TAXES) BOTH values will be convert based on selected Currency in (Column L). 2. If you choose "Partial Conversion" then Column BA (AMOUNT) only will be converted based on selected currency (Column L) and Column BB (TAXES) value (INR) will be added to the converted values.
Note on K104: gepadmin: 1. If you choose "Full Conversion" then Column BA (AMOUNT) and Column BB (TAXES) BOTH values will be convert based on selected Currency in (Column L). 2. If you choose "Partial Conversion" then Column BA (AMOUNT) only will be converted based on selected currency (Column L) and Column BB (TAXES) value (INR) will be added to the converted values.
Note on K105: gepadmin: 1. If you choose "Full Conversion" then Column BA (AMOUNT) and Column BB (TAXES) BOTH values will be convert based on selected Currency in (Column L). 2. If you choose "Partial Conversion" then Column BA (AMOUNT) only will be converted based on selected currency (Column L) and Column BB (TAXES) value (INR) will be added to the converted values.
Note on K106: gepadmin: 1. If you choose "Full Conversion" then Column BA (AMOUNT) and Column BB (TAXES) BOTH values will be convert based on selected Currency in (Column L). 2. If you choose "Partial Conversion" then Column BA (AMOUNT) only will be converted based on selected currency (Column L) and Column BB (TAXES) value (INR) will be added to the converted values.
Note on K107: gepadmin: 1. If you choose "Full Conversion" then Column BA (AMOUNT) and Column BB (TAXES) BOTH values will be convert based on selected Currency in (Column L). 2. If you choose "Partial Conversion" then Column BA (AMOUNT) only will be converted based on selected currency (Column L) and Column BB (TAXES) value (INR) will be added to the converted values.
Note on K108: gepadmin: 1. If you choose "Full Conversion" then Column BA (AMOUNT) and Column BB (TAXES) BOTH values will be convert based on selected Currency in (Column L). 2. If you choose "Partial Conversion" then Column BA (AMOUNT) only will be converted based on selected currency (Column L) and Column BB (TAXES) value (INR) will be added to the converted values.
Note on K109: gepadmin: 1. If you choose "Full Conversion" then Column BA (AMOUNT) and Column BB (TAXES) BOTH values will be convert based on selected Currency in (Column L). 2. If you choose "Partial Conversion" then Column BA (AMOUNT) only will be converted based on selected currency (Column L) and Column BB (TAXES) value (INR) will be added to the converted values.
Note on K110: gepadmin: 1. If you choose "Full Conversion" then Column BA (AMOUNT) and Column BB (TAXES) BOTH values will be convert based on selected Currency in (Column L). 2. If you choose "Partial Conversion" then Column BA (AMOUNT) only will be converted based on selected currency (Column L) and Column BB (TAXES) value (INR) will be added to the converted values.
Note on K111: gepadmin: 1. If you choose "Full Conversion" then Column BA (AMOUNT) and Column BB (TAXES) BOTH values will be convert based on selected Currency in (Column L). 2. If you choose "Partial Conversion" then Column BA (AMOUNT) only will be converted based on selected currency (Column L) and Column BB (TAXES) value (INR) will be added to the converted values.
Note on K112: gepadmin: 1. If you choose "Full Conversion" then Column BA (AMOUNT) and Column BB (TAXES) BOTH values will be convert based on selected Currency in (Column L). 2. If you choose "Partial Conversion" then Column BA (AMOUNT) only will be converted based on selected currency (Column L) and Column BB (TAXES) value (INR) will be added to the converted values.
Note on K113: gepadmin: 1. If you choose "Full Conversion" then Column BA (AMOUNT) and Column BB (TAXES) BOTH values will be convert based on selected Currency in (Column L). 2. If you choose "Partial Conversion" then Column BA (AMOUNT) only will be converted based on selected currency (Column L) and Column BB (TAXES) value (INR) will be added to the converted values.
Note on K114: gepadmin: 1. If you choose "Full Conversion" then Column BA (AMOUNT) and Column BB (TAXES) BOTH values will be convert based on selected Currency in (Column L). 2. If you choose "Partial Conversion" then Column BA (AMOUNT) only will be converted based on selected currency (Column L) and Column BB (TAXES) value (INR) will be added to the converted values.
Note on K115: gepadmin: 1. If you choose "Full Conversion" then Column BA (AMOUNT) and Column BB (TAXES) BOTH values will be convert based on selected Currency in (Column L). 2. If you choose "Partial Conversion" then Column BA (AMOUNT) only will be converted based on selected currency (Column L) and Column BB (TAXES) value (INR) will be added to the converted values.
Note on K116: gepadmin: 1. If you choose "Full Conversion" then Column BA (AMOUNT) and Column BB (TAXES) BOTH values will be convert based on selected Currency in (Column L). 2. If you choose "Partial Conversion" then Column BA (AMOUNT) only will be converted based on selected currency (Column L) and Column BB (TAXES) value (INR) will be added to the converted values.
Note on K117: gepadmin: 1. If you choose "Full Conversion" then Column BA (AMOUNT) and Column BB (TAXES) BOTH values will be convert based on selected Currency in (Column L). 2. If you choose "Partial Conversion" then Column BA (AMOUNT) only will be converted based on selected currency (Column L) and Column BB (TAXES) value (INR) will be added to the converted values.
Note on K119: gepadmin: 1. If you choose "Full Conversion" then Column BA (AMOUNT) and Column BB (TAXES) BOTH values will be convert based on selected Currency in (Column L). 2. If you choose "Partial Conversion" then Column BA (AMOUNT) only will be converted based on selected currency (Column L) and Column BB (TAXES) value (INR) will be added to the converted values.
Note on K120: gepadmin: 1. If you choose "Full Conversion" then Column BA (AMOUNT) and Column BB (TAXES) BOTH values will be convert based on selected Currency in (Column L). 2. If you choose "Partial Conversion" then Column BA (AMOUNT) only will be converted based on selected currency (Column L) and Column BB (TAXES) value (INR) will be added to the converted values.
Note on K121: gepadmin: 1. If you choose "Full Conversion" then Column BA (AMOUNT) and Column BB (TAXES) BOTH values will be convert based on selected Currency in (Column L). 2. If you choose "Partial Conversion" then Column BA (AMOUNT) only will be converted based on selected currency (Column L) and Column BB (TAXES) value (INR) will be added to the converted values.
Note on K122: gepadmin: 1. If you choose "Full Conversion" then Column BA (AMOUNT) and Column BB (TAXES) BOTH values will be convert based on selected Currency in (Column L). 2. If you choose "Partial Conversion" then Column BA (AMOUNT) only will be converted based on selected currency (Column L) and Column BB (TAXES) value (INR) will be added to the converted values.
Note on K123: gepadmin: 1. If you choose "Full Conversion" then Column BA (AMOUNT) and Column BB (TAXES) BOTH values will be convert based on selected Currency in (Column L). 2. If you choose "Partial Conversion" then Column BA (AMOUNT) only will be converted based on selected currency (Column L) and Column BB (TAXES) value (INR) will be added to the converted values.
Note on K124: gepadmin: 1. If you choose "Full Conversion" then Column BA (AMOUNT) and Column BB (TAXES) BOTH values will be convert based on selected Currency in (Column L). 2. If you choose "Partial Conversion" then Column BA (AMOUNT) only will be converted based on selected currency (Column L) and Column BB (TAXES) value (INR) will be added to the converted values.
Note on K125: gepadmin: 1. If you choose "Full Conversion" then Column BA (AMOUNT) and Column BB (TAXES) BOTH values will be convert based on selected Currency in (Column L). 2. If you choose "Partial Conversion" then Column BA (AMOUNT) only will be converted based on selected currency (Column L) and Column BB (TAXES) value (INR) will be added to the converted values.
Note on K126: gepadmin: 1. If you choose "Full Conversion" then Column BA (AMOUNT) and Column BB (TAXES) BOTH values will be convert based on selected Currency in (Column L). 2. If you choose "Partial Conversion" then Column BA (AMOUNT) only will be converted based on selected currency (Column L) and Column BB (TAXES) value (INR) will be added to the converted values.
Note on K127: gepadmin: 1. If you choose "Full Conversion" then Column BA (AMOUNT) and Column BB (TAXES) BOTH values will be convert based on selected Currency in (Column L). 2. If you choose "Partial Conversion" then Column BA (AMOUNT) only will be converted based on selected currency (Column L) and Column BB (TAXES) value (INR) will be added to the converted values.
Note on K128: gepadmin: 1. If you choose "Full Conversion" then Column BA (AMOUNT) and Column BB (TAXES) BOTH values will be convert based on selected Currency in (Column L). 2. If you choose "Partial Conversion" then Column BA (AMOUNT) only will be converted based on selected currency (Column L) and Column BB (TAXES) value (INR) will be added to the converted values.
Note on K129: gepadmin: 1. If you choose "Full Conversion" then Column BA (AMOUNT) and Column BB (TAXES) BOTH values will be convert based on selected Currency in (Column L). 2. If you choose "Partial Conversion" then Column BA (AMOUNT) only will be converted based on selected currency (Column L) and Column BB (TAXES) value (INR) will be added to the converted values.
Note on K130: gepadmin: 1. If you choose "Full Conversion" then Column BA (AMOUNT) and Column BB (TAXES) BOTH values will be convert based on selected Currency in (Column L). 2. If you choose "Partial Conversion" then Column BA (AMOUNT) only will be converted based on selected currency (Column L) and Column BB (TAXES) value (INR) will be added to the converted values.
Note on K131: gepadmin: 1. If you choose "Full Conversion" then Column BA (AMOUNT) and Column BB (TAXES) BOTH values will be convert based on selected Currency in (Column L). 2. If you choose "Partial Conversion" then Column BA (AMOUNT) only will be converted based on selected currency (Column L) and Column BB (TAXES) value (INR) will be added to the converted values.
Note on K132: gepadmin: 1. If you choose "Full Conversion" then Column BA (AMOUNT) and Column BB (TAXES) BOTH values will be convert based on selected Currency in (Column L). 2. If you choose "Partial Conversion" then Column BA (AMOUNT) only will be converted based on selected currency (Column L) and Column BB (TAXES) value (INR) will be added to the converted values.
Note on K133: gepadmin: 1. If you choose "Full Conversion" then Column BA (AMOUNT) and Column BB (TAXES) BOTH values will be convert based on selected Currency in (Column L). 2. If you choose "Partial Conversion" then Column BA (AMOUNT) only will be converted based on selected currency (Column L) and Column BB (TAXES) value (INR) will be added to the converted values.
Note on K134: gepadmin: 1. If you choose "Full Conversion" then Column BA (AMOUNT) and Column BB (TAXES) BOTH values will be convert based on selected Currency in (Column L). 2. If you choose "Partial Conversion" then Column BA (AMOUNT) only will be converted based on selected currency (Column L) and Column BB (TAXES) value (INR) will be added to the converted values.
Note on K135: gepadmin: 1. If you choose "Full Conversion" then Column BA (AMOUNT) and Column BB (TAXES) BOTH values will be convert based on selected Currency in (Column L). 2. If you choose "Partial Conversion" then Column BA (AMOUNT) only will be converted based on selected currency (Column L) and Column BB (TAXES) value (INR) will be added to the converted values.
Note on K136: gepadmin: 1. If you choose "Full Conversion" then Column BA (AMOUNT) and Column BB (TAXES) BOTH values will be convert based on selected Currency in (Column L). 2. If you choose "Partial Conversion" then Column BA (AMOUNT) only will be converted based on selected currency (Column L) and Column BB (TAXES) value (INR) will be added to the converted values.
Note on K137: gepadmin: 1. If you choose "Full Conversion" then Column BA (AMOUNT) and Column BB (TAXES) BOTH values will be convert based on selected Currency in (Column L). 2. If you choose "Partial Conversion" then Column BA (AMOUNT) only will be converted based on selected currency (Column L) and Column BB (TAXES) value (INR) will be added to the converted values.
Note on K138: gepadmin: 1. If you choose "Full Conversion" then Column BA (AMOUNT) and Column BB (TAXES) BOTH values will be convert based on selected Currency in (Column L). 2. If you choose "Partial Conversion" then Column BA (AMOUNT) only will be converted based on selected currency (Column L) and Column BB (TAXES) value (INR) will be added to the converted values.
Note on K139: gepadmin: 1. If you choose "Full Conversion" then Column BA (AMOUNT) and Column BB (TAXES) BOTH values will be convert based on selected Currency in (Column L). 2. If you choose "Partial Conversion" then Column BA (AMOUNT) only will be converted based on selected currency (Column L) and Column BB (TAXES) value (INR) will be added to the converted values.
Note on K140: gepadmin: 1. If you choose "Full Conversion" then Column BA (AMOUNT) and Column BB (TAXES) BOTH values will be convert based on selected Currency in (Column L). 2. If you choose "Partial Conversion" then Column BA (AMOUNT) only will be converted based on selected currency (Column L) and Column BB (TAXES) value (INR) will be added to the converted values.
Note on K141: gepadmin: 1. If you choose "Full Conversion" then Column BA (AMOUNT) and Column BB (TAXES) BOTH values will be convert based on selected Currency in (Column L). 2. If you choose "Partial Conversion" then Column BA (AMOUNT) only will be converted based on selected currency (Column L) and Column BB (TAXES) value (INR) will be added to the converted values.
Note on K142: gepadmin: 1. If you choose "Full Conversion" then Column BA (AMOUNT) and Column BB (TAXES) BOTH values will be convert based on selected Currency in (Column L). 2. If you choose "Partial Conversion" then Column BA (AMOUNT) only will be converted based on selected currency (Column L) and Column BB (TAXES) value (INR) will be added to the converted values.
Note on K143: gepadmin: 1. If you choose "Full Conversion" then Column BA (AMOUNT) and Column BB (TAXES) BOTH values will be convert based on selected Currency in (Column L). 2. If you choose "Partial Conversion" then Column BA (AMOUNT) only will be converted based on selected currency (Column L) and Column BB (TAXES) value (INR) will be added to the converted values.
Note on K144: gepadmin: 1. If you choose "Full Conversion" then Column BA (AMOUNT) and Column BB (TAXES) BOTH values will be convert based on selected Currency in (Column L). 2. If you choose "Partial Conversion" then Column BA (AMOUNT) only will be converted based on selected currency (Column L) and Column BB (TAXES) value (INR) will be added to the converted values.
Note on K145: gepadmin: 1. If you choose "Full Conversion" then Column BA (AMOUNT) and Column BB (TAXES) BOTH values will be convert based on selected Currency in (Column L). 2. If you choose "Partial Conversion" then Column BA (AMOUNT) only will be converted based on selected currency (Column L) and Column BB (TAXES) value (INR) will be added to the converted values.
Note on K146: gepadmin: 1. If you choose "Full Conversion" then Column BA (AMOUNT) and Column BB (TAXES) BOTH values will be convert based on selected Currency in (Column L). 2. If you choose "Partial Conversion" then Column BA (AMOUNT) only will be converted based on selected currency (Column L) and Column BB (TAXES) value (INR) will be added to the converted values.
Note on K148: gepadmin: 1. If you choose "Full Conversion" then Column BA (AMOUNT) and Column BB (TAXES) BOTH values will be convert based on selected Currency in (Column L). 2. If you choose "Partial Conversion" then Column BA (AMOUNT) only will be converted based on selected currency (Column L) and Column BB (TAXES) value (INR) will be added to the converted values.
Note on K149: gepadmin: 1. If you choose "Full Conversion" then Column BA (AMOUNT) and Column BB (TAXES) BOTH values will be convert based on selected Currency in (Column L). 2. If you choose "Partial Conversion" then Column BA (AMOUNT) only will be converted based on selected currency (Column L) and Column BB (TAXES) value (INR) will be added to the converted values.
Note on K150: gepadmin: 1. If you choose "Full Conversion" then Column BA (AMOUNT) and Column BB (TAXES) BOTH values will be convert based on selected Currency in (Column L). 2. If you choose "Partial Conversion" then Column BA (AMOUNT) only will be converted based on selected currency (Column L) and Column BB (TAXES) value (INR) will be added to the converted values.
Note on K151: gepadmin: 1. If you choose "Full Conversion" then Column BA (AMOUNT) and Column BB (TAXES) BOTH values will be convert based on selected Currency in (Column L). 2. If you choose "Partial Conversion" then Column BA (AMOUNT) only will be converted based on selected currency (Column L) and Column BB (TAXES) value (INR) will be added to the converted values.
Note on K152: gepadmin: 1. If you choose "Full Conversion" then Column BA (AMOUNT) and Column BB (TAXES) BOTH values will be convert based on selected Currency in (Column L). 2. If you choose "Partial Conversion" then Column BA (AMOUNT) only will be converted based on selected currency (Column L) and Column BB (TAXES) value (INR) will be added to the converted values.
Note on K153: gepadmin: 1. If you choose "Full Conversion" then Column BA (AMOUNT) and Column BB (TAXES) BOTH values will be convert based on selected Currency in (Column L). 2. If you choose "Partial Conversion" then Column BA (AMOUNT) only will be converted based on selected currency (Column L) and Column BB (TAXES) value (INR) will be added to the converted values.
Note on K154: gepadmin: 1. If you choose "Full Conversion" then Column BA (AMOUNT) and Column BB (TAXES) BOTH values will be convert based on selected Currency in (Column L). 2. If you choose "Partial Conversion" then Column BA (AMOUNT) only will be converted based on selected currency (Column L) and Column BB (TAXES) value (INR) will be added to the converted values.
Note on K156: gepadmin: 1. If you choose "Full Conversion" then Column BA (AMOUNT) and Column BB (TAXES) BOTH values will be convert based on selected Currency in (Column L). 2. If you choose "Partial Conversion" then Column BA (AMOUNT) only will be converted based on selected currency (Column L) and Column BB (TAXES) value (INR) will be added to the converted values.
Note on K158: gepadmin: 1. If you choose "Full Conversion" then Column BA (AMOUNT) and Column BB (TAXES) BOTH values will be convert based on selected Currency in (Column L). 2. If you choose "Partial Conversion" then Column BA (AMOUNT) only will be converted based on selected currency (Column L) and Column BB (TAXES) value (INR) will be added to the converted values.
Note on K159: gepadmin: 1. If you choose "Full Conversion" then Column BA (AMOUNT) and Column BB (TAXES) BOTH values will be convert based on selected Currency in (Column L). 2. If you choose "Partial Conversion" then Column BA (AMOUNT) only will be converted based on selected currency (Column L) and Column BB (TAXES) value (INR) will be added to the converted values.
Note on K160: gepadmin: 1. If you choose "Full Conversion" then Column BA (AMOUNT) and Column BB (TAXES) BOTH values will be convert based on selected Currency in (Column L). 2. If you choose "Partial Conversion" then Column BA (AMOUNT) only will be converted based on selected currency (Column L) and Column BB (TAXES) value (INR) will be added to the converted values.
Note on K161: gepadmin: 1. If you choose "Full Conversion" then Column BA (AMOUNT) and Column BB (TAXES) BOTH values will be convert based on selected Currency in (Column L). 2. If you choose "Partial Conversion" then Column BA (AMOUNT) only will be converted based on selected currency (Column L) and Column BB (TAXES) value (INR) will be added to the converted values.
Note on K162: gepadmin: 1. If you choose "Full Conversion" then Column BA (AMOUNT) and Column BB (TAXES) BOTH values will be convert based on selected Currency in (Column L). 2. If you choose "Partial Conversion" then Column BA (AMOUNT) only will be converted based on selected currency (Column L) and Column BB (TAXES) value (INR) will be added to the converted values.
Note on K166: gepadmin: 1. If you choose "Full Conversion" then Column BA (AMOUNT) and Column BB (TAXES) BOTH values will be convert based on selected Currency in (Column L). 2. If you choose "Partial Conversion" then Column BA (AMOUNT) only will be converted based on selected currency (Column L) and Column BB (TAXES) value (INR) will be added to the converted values.
Note on K168: gepadmin: 1. If you choose "Full Conversion" then Column BA (AMOUNT) and Column BB (TAXES) BOTH values will be convert based on selected Currency in (Column L). 2. If you choose "Partial Conversion" then Column BA (AMOUNT) only will be converted based on selected currency (Column L) and Column BB (TAXES) value (INR) will be added to the converted values.

## Macros
Please Enable Macros to View BoQ information