## BoQ1 (hidden)
Percentage BoQ
BoQ_Ver3.0 | Percentage | Normal | INR Only | INR
Select, At Par, Excess (+), Less (-) |  | IOCL
Tender Inviting Authority: The Additional Chief Engineer, W.B.P.H&.I.D.Corpn. Ltd.
Name of Work: Repair, renovation and upgradation of Different Training Building at CIAT Salua (1st Bn., 2nd Bn., 3rd Bn.) in Paschim Medinipur District.
Contract No: WBPHIDCL/Addl.CE/NIT- 39(e)/2019-2020 (3rd Call) For Sl.No.3
Bidder Name :
PRICE SCHEDULE (This BOQ template must not be modified/replaced by the bidder and the same should be uploaded after filling the relevent columns, else the bidder is liable to be rejected for this tender. Bidders are allowed to enter the Bidder Name and Values only )
NUMBER # | TEXT # | TEXT # | NUMBER # | TEXT # | NUMBER | NUMBER | TEXT | TEXT # | NUMBER # | TEXT# | TEXT # | NUMBER # | NUMBER | NUMBER | NUMBER | NUMBER | TEXT | TEXT | NUMBER | NUMBER | NUMBER | NUMBER | TEXT | TEXT | NUMBER | NUMBER | NUMBER | NUMBER | TEXT | TEXT | NUMBER | NUMBER | NUMBER | NUMBER | TEXT | TEXT | NUMBER | NUMBER | NUMBER | NUMBER | TEXT | TEXT | NUMBER | NUMBER | NUMBER # | NUMBER # | TEXT | TEXT | NUMBER # | NUMBER # | DATE | NUMBER # | NUMBER # | TEXT #
Sl. No. | Item Description | Item Code / Make | Quantity | Units | Estimated Rate |  |  | Addition / Deduction | Addition / Deduction Values | Currency Convertion against each Item | Quoted Currency in INR / Other Currency | BASIC RATE In Figures To be entered by the Bidder Rs. P | Excise Duty | VAT | Freight Charges ( Unloading & Stacking) | Any Other Taxes/Duties/Levies |  |  | Other Taxes 2 | IIIrd Party i.e DGS&D / RITES etc Inspection Charges @0.34%+Service Tax | Less for Cenvat Credit,if any respect of Supplies Under full Excise Duty Category | [30 empty] | TOTAL AMOUNT With Taxes | TOTAL AMOUNT With Taxes | TOTAL AMOUNT In Words
1 | 2 | 3 | 4 | 5 | 6 | 7 | 8 | 9 | 10 | 11 | 12 | 13 | 14 | 15 | 16 | 17 | 18 | 19 | 20 | 21 | 22 | 23 | 24 | 25 | 26 | 27 | 28 | 29 | 30 | 31 | 32 | 33 | 34 | 35 | 36 | 37 | 38 | 39 | 40 | 41 | 42 | 43 | 44 | 45 | 46 | 47 | 48 | 49 | 50 | 51 | 52 | 53 | 54 | 55
1 | Repairing of Different Training Buildings viz. Old Conference Hall/ Canteen Building, 4 nos. Barrack 1/2, Toilet Block of Barrack 3/4 and Trainers' Barrack at CIAT Salua in Paschim Medinipur. (1st Bn.) | BI01010001010000000000000515BI0100001112 | [55 empty] | 1 | Construction of chamber for 100mm sluices valve | item1 | 10 | 1 Nos
2 | Civil Works (A) Filling in foundation or plinth by silver sand in layers not exceeding 150 mm as directed and consolidating the same by thorough saturation with water, ramming complete including the cost of supply of sand. (payment to be made on measurement of finished quantity) | BI01010001010000000000000515BI0100001113 | 42.26 | CuM | 424.44 |  |  | Excess(+) | 1 | Full Conversion | INR | [40 empty] | 17936.83 | 17936.83 | INR Seventeen Thousand Nine Hundred & Thirty Six and Paise Eighty Three Only | 375.21 | 424.44 | 15856.37 |  | 2 | Construction of chamber for 100mm sluices valve | item3 | 10 | Nos
3 | Dismantling all types of masonry excepting cement concrete plain or reinforced, stacking serviceable materials at site and removing rubbish as directed within a lead of 75 m. a) In ground floor including roof. | BI01010001010000000000000515BI0100001114 | 65.2 | CuM | 505.65 |  |  | Excess(+) | 1 | Full Conversion | INR | [40 empty] | 32968.38 | 32968.38 | INR Thirty Two Thousand Nine Hundred & Sixty Eight and Paise Thirty Eight Only | 447 | 505.65 | 29144.4 |  | 2 | Construction of chamber for 100mm sluices valve | item3 | 10 | Nos
4 | Dismantling all types of plain cement concrete works, stacking serviceable materials at site and removing rubbish as directed within a lead of 75 m. In ground floor including roof. (a) upto 150 mm. thick | BI01010001010000000000000515BI0100001115 | 45.25 | CuM | 1062.2 |  |  | Excess(+) | 1 | Full Conversion | INR | [40 empty] | 48064.55 | 48064.55 | INR Forty Eight Thousand &Sixty Four and Paise Fifty Five Only | 939 | 1062.2 | 42489.75 |  | 2 | Construction of chamber for 100mm sluices valve | item3 | 10 | Nos
5 | Dismantling artificial stone flooring upto 50 mm. thick by carefully chiselling without damaging the base and removing rubbish as directed within a lead of 75 m. a) In ground floor including roof. | BI01010001010000000000000515BI0100001116 | 40.25 | Sqm | 56.56 |  |  | Excess(+) | 1 | Full Conversion | INR | [40 empty] | 2276.54 | 2276.54 | INR Two Thousand Two Hundred & Seventy Six and Paise Fifty Four Only | 50 | 56.56 | 2012.5 |  | 2 | Construction of chamber for 100mm sluices valve | item3 | 10 | Nos
6 | Taking out carefully G.C.I. or C.I. or asbestos sheets (including ridges etc.) from roof or wall after unscrewing bolts, nuts, screws etc.and stacking the material at site as directed. (Payment to be made on measurement of portion of roof or wall removed.) | BI01010001010000000000000515BI0100001117 | 620.53 | Sq.M. | 46.38 |  |  | Excess(+) | 1 | Full Conversion | INR | [40 empty] | 28780.18 | 28780.18 | INR Twenty Eight Thousand Seven Hundred & Eighty and Paise Eighteen Only | 41 | 46.38 | 25441.73 |  | 2 | Construction of chamber for 100mm sluices valve | item3 | 10 | Nos
7 | Stripping off worn out plaster and raking out joints of walls, celings etc. upto any height and in any floor including removing rubbish within a lead of 75m as directed. | BI01010001010000000000000515BI0100001118 | 202.95 | Sq.M. | 21.49 |  |  | Excess(+) | 1 | Full Conversion | INR | [40 empty] | 4361.4 | 4361.4 | INR Four Thousand Three Hundred & Sixty One and Paise Forty Only | 19 | 21.49 | 3856.05 |  | 3 | Supplying, Conveying and fixing spls. Including ea | item4 | 10 | Nos
8 | Removal of rubbish,earth etc. from the working site and disposal of the same beyond the compound, in conformity with the Municipal / Corporation Rules for such disposal, loading into truck and cleaning the site in all respect as per direction of Engineer in charge | BI01010001010000000000000515BI0100001119 | 32.35 | CuM | 187.78 |  |  | Excess(+) | 1 | Full Conversion | INR | [40 empty] | 6074.68 | 6074.68 | INR Six Thousand &Seventy Four and Paise Sixty Eight Only | 166 | 187.78 | 5370.1 |  | 3 | Supplying, Conveying and fixing spls. Including ea | item4 | 10 | Nos
9 | Dismantling worn out wall or ceiling of Tarja or Durmamat and removing the dismantled materials as directed. | BI01010001010000000000000515BI0100001120 | 302.87 | Sq.M. | 14.71 |  |  | Excess(+) | 1 | Full Conversion | INR | [40 empty] | 4455.22 | 4455.22 | INR Four Thousand Four Hundred & Fifty Five and Paise Twenty Two Only | 13 | 14.71 | 3937.31 |  | 1.01 | Supplying, Conveying and fixing spls. Including eart | item1 | 123.223 | Nos
10 | Single Brick Flat Soling of picked jhama bricks including ramming and dressing bed to proper level and filling joints with local sand. | BI01010001010000000000000515BI0100001121 | 152.25 | Sq.M. | 389.13 |  |  | Excess(+) | 1 | Full Conversion | INR | [40 empty] | 59245.04 | 59245.04 | INR Fifty Nine Thousand Two Hundred & Forty Five and Paise Four Only | 344 | 389.13 | 52374 |  | 1.02 | Construction of chamber for 100mm sluice plates | item2 | 213 | Nos
11 | Labour for dismantling the necessary bases of R.C. or wooden railing post for taking out the damaged posts (scattered job) | BI01010001010000000000000515BI0100001122 | 32 | Each | 69 |  |  | Excess(+) | 1 | Full Conversion | INR | [40 empty] | 2208 | 2208 | INR Two Thousand Two Hundred & Eight Only | 61 | 69 | 1952 |  | 2 | Construction of chamber for 100mm sluices valve | item3 | 10 | Nos
12 | Brick work with 1st class bricks in cement mortar (1:6) (a) In foundation and plinth | BI01010001010000000000000515BI0100001123 | 21.32 | CuM | 5814.37 |  |  | Excess(+) | 1 | Full Conversion | INR | [40 empty] | 123962.37 | 123962.37 | INR One Lakh Twenty Three Thousand Nine Hundred & Sixty Two and Paise Thirty Seven Only | 5140 | 5814.37 | 109584.8 |  | 2 | Construction of chamber for 100mm sluices valve | item3 | 10 | Nos
13 | Brick work with 1st class bricks in cement mortar (1:6) (b) In superstructure, ground floor | BI01010001010000000000000515BI0100001124 | 20.132 | CuM | 6065.49 |  |  | Excess(+) | 1 | Full Conversion | INR | [40 empty] | 122110.44 | 122110.44 | INR One Lakh Twenty Two Thousand One Hundred & Ten and Paise Forty Four Only | 5362 | 6065.49 | 107947.78 |  | 3 | Supplying, Conveying and fixing spls. Including ea | item4 | 10 | Nos
14 | 125 mm. thick brick work with 1st class bricks in cement mortar (1:4) in ground floor. | BI01010001010000000000000515BI0100001125 | 4.325 | SqM | 797.5 |  |  | Excess(+) | 1 | Full Conversion | INR | [40 empty] | 3449.19 | 3449.19 | INR Three Thousand Four Hundred & Forty Nine and Paise Nineteen Only | 705 | 797.5 | 3049.13 |  | 1.01 | Supplying, Conveying and fixing spls. Including eart | item1 | 123.223 | Nos
15 | Ordinary Cement concrete (mix 1:2:4) with graded stone chips (20 mm nominal size) excluding shuttering and reinforcement,if any, in ground floor as per relevant IS codes. a) Pakur Variety | BI01010001010000000000000515BI0100001126 | 40 | CuM | 6099.82 |  |  | Excess(+) | 1 | Full Conversion | INR | [40 empty] | 243992.8 | 243992.8 | INR Two Lakh Forty Three Thousand Nine Hundred & Ninety Two and Paise Eighty Only | 5392.34 | 6099.82 | 215693.6 |  | 1.01 | Supplying, Conveying and fixing spls. Including eart | item1 | 123.223 | Nos
16 | Ordinary Cement concrete (mix 1:1.5:3) with graded stone chips (20 mm nominal size) excluding shuttering and reinforcement if any, in ground floor as per relevant IS codes. (i) Pakur Variety | BI01010001010000000000000515BI0100001127 | 31.25 | CuM | 6723.76 |  |  | Excess(+) | 1 | Full Conversion | INR | [40 empty] | 210117.5 | 210117.5 | INR Two Lakh Ten Thousand One Hundred & Seventeen and Paise Fifty Only | 5943.92 | 6723.76 | 185747.5
17 | Hire and labour charges for shuttering with centering and necessary staging upto 4 m using approved stout props and thick hard wood planks of approved thickness with required bracing for concrete slabs, beams and columns, lintels curved or straight including fitting, fixing and striking out after completion of works (upto roof of ground floor) (When the height of a particular floor is more than 4 m the equivalent floor height shall be taken as 4 m and extra for works beyond the initial 4 m ht. shall be allowed under 12 (e) for every 4 m or part thereof) (c) Steel shuttering or 9 to 12 mm thick approved quality ply board shuttering in any concrete work | BI01010001010000000000000515BI0100001128 | 140.25 | SqM | 403.84 |  |  | Excess(+) | 1 | Full Conversion | INR | [40 empty] | 56638.56 | 56638.56 | INR Fifty Six Thousand Six Hundred & Thirty Eight and Paise Fifty Six Only | 357 | 403.84 | 50069.25
18 | Reinforcement for reinforced concrete work in all sorts of structures including distribution bars, stirrups, binders etc initial straightening and removal of loose rust (if necessary), cutting to requisite length, hooking and bending to correct shape, placing in proper position and binding with 16 gauge black annealed wire at every intersection, complete as per drawing and direction. (i) Tor steel/Mild Steel II. JSW/JSPL/SHYAM/ SRMB/BMASL/ELECROSTEEL/SSL | BI01010001010000000000000515BI0100001129 | 1.78 | MT. | 76981.55 |  |  | Excess(+) | 1 | Full Conversion | INR | [40 empty] | 137027.16 | 137027.16 | INR One Lakh Thirty Seven Thousand &Twenty Seven and Paise Sixteen Only | 68053 | 76981.55 | 121134.34
19 | Cleaning the concrete surface by removing dirt and debris, marking defective locations and removing loose concrete by careful stripping untill hard surface is exposed, cutting the concrete to regular shape, wire brushing the exposed surface and removing debris from site complete as per direction of the Engineer - in - Charge. | BI01010001010000000000000515BI0100001130 | 92.35 | SqM | 101.81 |  |  | Excess(+) | 1 | Full Conversion | INR | [40 empty] | 9402.15 | 9402.15 | INR Nine Thousand Four Hundred & Two and Paise Fifteen Only | 90 | 101.81 | 8311.5
20 | Cleaning the exposed reinforcement preferably upto full diameter by wire brush, applying two coats of polymer based rust removing compound left for 24 hours, removing the coating and then applying two (2) coats of polymer modified anti corrosive protective coating formulated to inhibit the corrosion of reinforcement as per manufacturer's specification] [Mode of measurement:The affected surface area of reinforcement shall be considered for payment] | BI01010001010000000000000515BI0100001131 | 52.23 | SqM | 887.99 |  |  | Excess(+) | 1 | Full Conversion | INR | [40 empty] | 46379.72 | 46379.72 | INR Forty Six Thousand Three Hundred & Seventy Nine and Paise Seventy Two Only | 785 | 887.99 | 41000.55
21 | Applying epoxy based reactive joining agent for joining the old concrete with fresh concrete to be applied within manufacturer's specified time as per manufacturers specification. (0.4 Kg / m² of concrete surface). Note: Applicable only when the full diameter of reinforcement steel is exposed. | BI01010001010000000000000515BI0100001132 | 32.54 | SqM | 349.54 |  |  | Excess(+) | 1 | Full Conversion | INR | [40 empty] | 11374.03 | 11374.03 | INR Eleven Thousand Three Hundred & Seventy Four and Paise Three Only | 309 | 349.54 | 10054.86
22 | Removing corroded worn out portion of reinforcement (when the area of bar is damaged by more than 25%) by cutting and replacing the same by a new plain round bar of requisite diameter by binding with required lap / welding with old bar, including cost of reinforcement, complete in all respect including removing unserviceable materials from site as per direction of the Engineer - in - charge. Note : Payment on weight (Kg.) of new reinforcement. | BI01010001010000000000000515BI0100001133 | 5.95 | SqM | 98.41 |  |  | Excess(+) | 1 | Full Conversion | INR | [40 empty] | 585.54 | 585.54 | INR Five Hundred & Eighty Five and Paise Fifty Four Only | 87 | 98.41 | 517.65
23 | Artificial stone in floor, dado, staircase etc with cement concrete (1:2:4) with stone chips, laid in panels as directed with topping made with ordinary or white cement (as necessary) and marble dust in proportion (1:2) including smooth finishing and rounding off corners including raking out joints or roughening of concrete surface and application of cement slurry before flooring works using cement @ 1.75 kg/sq.m all complete including all materials and labour. In ground floor. 3 mm. thick topping (High polishing grinding on this item is not permitted with ordinary cement). Using grey cement (ii) 25 mm. thick | BI01010001010000000000000515BI0100001134 | 85.92 | SqM | 304.29 |  |  | Excess(+) | 1 | Full Conversion | INR | [40 empty] | 26144.6 | 26144.6 | INR Twenty Six Thousand One Hundred & Forty Four and Paise Sixty Only | 269 | 304.29 | 23112.48
24 | Repairing cracks in floor with cement mortar (1:2) with necessary pigment to match with existing works, including prior cutting and cleaning the cracks as directed. | BI01010001010000000000000515BI0100001135 | 103.516 | M | 7.71 |  |  | Excess(+) | 1 | Full Conversion | INR | [40 empty] | 798.11 | 798.11 | INR Seven Hundred & Ninety Eight and Paise Eleven Only | 6.82 | 7.71 | 705.98
25 | Washing and cleaning with oxalic acid powder using 33 gms./sq.m. (b) Floor/ dado other than marble | BI01010001010000000000000515BI0100001136 | 2205.3 | SqM | 6.26 |  |  | Excess(+) | 1 | Full Conversion | INR | [40 empty] | 13805.18 | 13805.18 | INR Thirteen Thousand Eight Hundred & Five and Paise Eighteen Only | 5.53 | 6.26 | 12195.31
26 | Supplying, fitting & fixing 1st quality Ceramic tiles in walls and floors to match with the existing work & 4 nos. of key stones (10mm) fixed with araldite at the back of Each tile & finishing the joints with white cement mixed with colouring oxide if required to match the colour of tiles including roughening of concrete surface, if necessary or by synthetic adhesive & grout materials etc. (A) Floor With Sand Cement Mortar (1:4) 20 mm thick & 2 mm thick cement slurry at back side of tiles using cement @ 2.91 Kg/Sq.m & joint filling using white cement slurry @ 0.20kg/Sq.m. (a) Area of Each tile upto 0.09 Sq.m (i) Coloured decorative | BI01010001010000000000000515BI0100001137 | 185 | SqM | 831.43 |  |  | Excess(+) | 1 | Full Conversion | INR | [40 empty] | 153814.55 | 153814.55 | INR One Lakh Fifty Three Thousand Eight Hundred & Fourteen and Paise Fifty Five Only | 735 | 831.43 | 135975
27 | Supplying, fitting & fixing 1st quality Ceramic tiles in walls and floors to match with the existing work & 4 nos. of key stones (10mm) fixed with araldite at the back of Each tile & finishing the joints with white cement mixed with colouring oxide if required to match the colour of tiles including roughening of concrete surface, if necessary or by synthetic adhesive & grout materials etc. (B) Wall With Sand Cement Mortar (1:3) 15 mm thick & 2 mm thick cement slurry at back side of tiles using cement @ 2.91 Kg/Sq.m & joint filling using white cement slurry @ 0.20kg/Sq.m. (a) Area of Each tile upto 0.09 Sq.m (i) Coloured decorative | BI01010001010000000000000515BI0100001138 | 275 | SqM | 838.22 |  |  | Excess(+) | 1 | Full Conversion | INR | [40 empty] | 230510.5 | 230510.5 | INR Two Lakh Thirty Thousand Five Hundred & Ten and Paise Fifty Only | 741 | 838.22 | 203775
28 | M.S. structural works in roof trusses with tubular sections conforming to IS: 806-1968 & IS: 1161- 1998 cnnected to one another with bracket, gusset cleats as per design, direction of Engineer-in-charge complete including cutting to requisite size, fabrication with necessary metal arc welding conforming to IS: 816- 1969 & IS: 9595 using electrodes of approved make and brand conforming to IS:814- 2004, haulage, hoisting and erection all complete. The rate includes the cost of rolled steel section, consumables such as electrodes, gas and hire charge of all tools and plants and labour reqired for the work including all incidental chages such as electricity charges, labour insurance charges etc. Payment to be made on the basis of calculated weight of structural tubular memebrs as specified in relevent IS code in finished work. Payment for gusset, bracket, cleat may be made by adding the actual weight of such items with weight of finished structural members. The rates are considered for a height of erection 8 m. / 2nd floor level from the ground. Add 1.5 % extra over the rate for each additional floor or 4m. beyond the initial 8 m. or part thereof. i) For trusses spanning up to 12.00 m | BI01010001010000000000000515BI0100001139 | 2.45 | MT. | 82522.17 |  |  | Excess(+) | 1 | Full Conversion | INR | [40 empty] | 202179.32 | 202179.32 | INR Two Lakh Two Thousand One Hundred & Seventy Nine and Paise Thirty Two Only | 72951 | 82522.17 | 178729.95
29 | Galvanised corrugated iron sheet work (excluding the supporting frame work) fitted and fixed with 10 mm. dia J or L hook-bolts, limpet and bitumen washers and putty complete with 150 mm. end lap and one corrugation minimum side lap. (Payment to be made on area of finished work)(GCI sheet to be supplied by contractor) (i) In Roof:- b) With 0.80 mm thick sheet | BI01010001010000000000000515BI0100001140 | 650 | Sq.M | 911.75 |  |  | Excess(+) | 1 | Full Conversion | INR | [40 empty] | 592637.5 | 592637.5 | INR Five Lakh Ninety Two Thousand Six Hundred & Thirty Seven and Paise Fifty Only | 806 | 911.75 | 523900
30 | Galvanised iron sheet ridging fitted with necessary bolts, screws, washers etc complete.(225mm end lapping) (B) 450 mm lapping each way (b) With 0.80 mm sheet | BI01010001010000000000000515BI0100001141 | 250.32 | Metre | 670.8 |  |  | Excess(+) | 1 | Full Conversion | INR | [40 empty] | 167914.66 | 167914.66 | INR One Lakh Sixty Seven Thousand Nine Hundred & Fourteen and Paise Sixty Six Only | 593 | 670.8 | 148439.76
31 | Galvanised iron sheet eaves gutter fitted and fixed with necessary 50 mm X 6 mm M.S flat bar clamps bent to design, bolts, nuts, washers etc. complete. Eaves gutter made of 0.63 mm. sheets.(300mm End lapping) (b) 300 mm. wide gutter | BI01010001010000000000000515BI0100001142 | 600 | Metre | 454.74 |  |  | Excess(+) | 1 | Full Conversion | INR | [40 empty] | 272844 | 272844 | INR Two Lakh Seventy Two Thousand Eight Hundred & Forty Four Only | 402 | 454.74 | 241200
32 | Fitting and fixing old pieces of asbestos, G.C.I. or C.I. sheets or plain sheets including closing old holes with washers and sheet-bolts and nuts, etc. and including fixing the same supporting frame with necessary hook-bolts, washers, putty etc. (excluding cost of sheets). (Payment to be made on area of finished work.) (ii) With all new fittings including the cost thereof. (a) In roof | BI01010001010000000000000515BI0100001143 | 445.25 | SqM | 117.64 |  |  | Excess(+) | 1 | Full Conversion | INR | [40 empty] | 52379.21 | 52379.21 | INR Fifty Two Thousand Three Hundred & Seventy Nine and Paise Twenty One Only | 104 | 117.64 | 46306
33 | Renewing galvanised J or L hook-bolt with nut and with necessary limpet and bitumen washers, putty etc. fitted and fixed complete. (Total length of bolt upto 225 mm) (a) 10 mm dia. bolt | BI01010001010000000000000515BI0100001144 | 268 | Each | 33.94 |  |  | Excess(+) | 1 | Full Conversion | INR | [40 empty] | 9095.92 | 9095.92 | INR Nine Thousand &Ninety Five and Paise Ninety Two Only | 30 | 33.94 | 8040
34 | Stopping roof leakages in C.I. or G.C.I. or asbestos roofing. (iii) Closing holes in C.I. or G.C.I. or asbestos roofing with sheet bolt, limpet and bitumen washers, putty etc. | BI01010001010000000000000515BI0100001145 | 258 | Each | 18.1 |  |  | Excess(+) | 1 | Full Conversion | INR | [40 empty] | 4669.8 | 4669.8 | INR Four Thousand Six Hundred & Sixty Nine and Paise Eighty Only | 16 | 18.1 | 4128
35 | Welding in M.S. structural work with gas or electric: (a) Tack weld | BI01010001010000000000000515BI0100001146 | 221 | point | 10.18 |  |  | Excess(+) | 1 | Full Conversion | INR | [40 empty] | 2249.78 | 2249.78 | INR Two Thousand Two Hundred & Forty Nine and Paise Seventy Eight Only | 9 | 10.18 | 1989
36 | Taking out M.S. or W.I. Grills from wooden frame including cutting lugs from masonry wall and refitting the same and mending good damages after repairs. (Excluding the cost of necessary repair of damages) or doing any other necessary works. | BI01010001010000000000000515BI0100001147 | 91 | Each | 111.99 |  |  | Excess(+) | 1 | Full Conversion | INR | [40 empty] | 10191.09 | 10191.09 | INR Ten Thousand One Hundred & Ninety One and Paise Nine Only | 99 | 111.99 | 9009
37 | Labour for taking out door and window frame including shutter for repair or replacement of different parts of the frame & refixing the same including mending good all damaes complete. (Concrete and brick work for mending damage will be paid separately) (a) Upto area 2.5 Sq.m | BI01010001010000000000000515BI0100001148 | 85.761 | SqM | 134.61 |  |  | Excess(+) | 1 | Full Conversion | INR | [40 empty] | 11544.29 | 11544.29 | INR Eleven Thousand Five Hundred & Forty Four and Paise Twenty Nine Only | 119 | 134.61 | 10205.56
38 | Labour for taking out door and window frame including shutter for repair or replacement of different parts of the frame & refixing the same including mending good all damaes complete. (Concrete and brick work for mending damage will be paid separately) (b) Above area 2.5 Sq.m | BI01010001010000000000000515BI0100001149 | 20.006 | SqM | 165.16 |  |  | Excess(+) | 1 | Full Conversion | INR | [40 empty] | 3304.19 | 3304.19 | INR Three Thousand Three Hundred & Four and Paise Nineteen Only | 146 | 165.16 | 2920.88
39 | Taking out shutter of door and window, dismantling by parts (for repair or replacement of damaged parts) , reassembling and refitting and rehanging same with old fittings but with new screws as necessary. (Where different parts of same shutter are renewed under different item, payment under item 73 will be made once only). | BI01010001010000000000000515BI0100001150 | 65.23 | SqM | 142.53 |  |  | Excess(+) | 1 | Full Conversion | INR | [40 empty] | 9297.23 | 9297.23 | INR Nine Thousand Two Hundred & Ninety Seven and Paise Twenty Three Only | 126 | 142.53 | 8218.98
40 | Wood work in door and window frame fitted and fixed in position complete including a protective coat of painting at the contact surface of the frame exluding cost of concrete, Iron Butt Hinges and M.S clamps. (The quantum should be correted upto three decimals). (d) Sal : Local. | BI01010001010000000000000515BI0100001151 | 1.58 | CuM | 82525.56 |  |  | Excess(+) | 1 | Full Conversion | INR | [40 empty] | 130390.38 | 130390.38 | INR One Lakh Thirty Thousand Three Hundred & Ninety and Paise Thirty Eight Only | 72954 | 82525.56 | 115267.32
41 | Panel shutters of door and window, as per design (each panel consisting of single plank without joint), including fitting and fixing the same in position but excluding the cost of hinge and other fittings. In ground floor. (In case of non-supply of single plank, penal rate of reduction of 20% will be made) (iii) 35mm thick shutters with 19mm thick panel of size 30 to 45 cm. (a) Ordinary Teak Wood. | BI01010001010000000000000515BI0100001152 | 52.32 | SqM | 4166.21 |  |  | Excess(+) | 1 | Full Conversion | INR | [40 empty] | 217976.11 | 217976.11 | INR Two Lakh Seventeen Thousand Nine Hundred & Seventy Six and Paise Eleven Only | 3683 | 4166.21 | 192694.56
42 | Removing loose scales, blisters etc. from old painted surface and thoroughly smoothening the surface to make the same suitable for receiving fresh coat of paint. | BI01010001010000000000000515BI0100001153 | 702.53 | SqM | 23.76 |  |  | Excess(+) | 1 | Full Conversion | INR | [40 empty] | 16692.11 | 16692.11 | INR Sixteen Thousand Six Hundred & Ninety Two and Paise Eleven Only | 21 | 23.76 | 14753.13
43 | Removing old paint from blistered painted surface of steel or other metal by chipping including scraping and cleaning and exposing the original surface | BI01010001010000000000000515BI0100001154 | 229.112 | SqM | 54.3 |  |  | Excess(+) | 1 | Full Conversion | INR | [40 empty] | 12440.78 | 12440.78 | INR Twelve Thousand Four Hundred & Forty and Paise Seventy Eight Only | 48 | 54.3 | 10997.38
44 | Removing thick layers of paint from heavily cracked and blistered painted surface of timber by careful burning with blow lamp including smoothening exposed surface of timber with pumice stone or glass and preparing the same for fresh treatment. | BI01010001010000000000000515BI0100001155 | 350.25 | SqM | 58.82 |  |  | Excess(+) | 1 | Full Conversion | INR | [40 empty] | 20601.71 | 20601.71 | INR Twenty Thousand Six Hundred & One and Paise Seventy One Only | 52 | 58.82 | 18213
45 | (A) Providing and fixing of false ceiling with powder coated exposed G.I. grid suspension system (E-Grid T 2430 or equivalent load carrying capacity with mid span deflection not exceeding 1/360 span with hanger spacing of 1200mm c/c) consisting of Main Runner 3600 mm long, Cross Tee 1200 mm / 600 mm long and Wall Angle. The Wall Angle shall be fixed on PVC Dash Fasteners on theperimeter of the wall by steel screws with distance 300mm c/c. The Main Runners to be placed @ 1200 mm. The Cross Tee 1200mm will be inserted in the pre-cut slots of Main Runner at regular interval of 600 mm to form a modular grid of 1200mm X 600mm. Additional Cross Tees of 600 mm shall be placed perpendicular to the Cross Tee 1200 mm long to finally form a grid of 600 mm X 600 mm. Grid of module size 600 mm X 600 mm shall be supported by 6 mm dia G.I. wire from purlins / soffit. 6 mm thick High Pressure Steam Cured Non Asbestos Fibre Cement Standard Ceiling Board (Density > 1300 Kg/m3) of size 595 mm X 595 mm, conforming IS 14862 & Type B Category III of ISO 8336, tested as per AS-1530 part 3 & BS-476 Part 4,5,6,7 & 8, should be placed in the Grid module to form a False Ceiling. All complete as per the drawing & directions of Engineer-in-charge. In ground floor. False Ceiling (with 6mm thick Fibre Cement Standard Ceiling Board and E-Grid T-2430). | BI01010001010000000000000515BI0100001156 | 525.135 | Sq.M | 668.54 |  |  | Excess(+) | 1 | Full Conversion | INR | [40 empty] | 351073.75 | 351073.75 | INR Three Lakh Fifty One Thousand &Seventy Three and Paise Seventy Five Only | 591 | 668.54 | 310354.79
46 | Plaster (to wall, floor, ceiling etc.) with sand and cement mortar including rounding off or chamfering corners as directed and raking out joints including throating, nosing and drip course, scaffolding/staging where necessary (Ground floor).[Excluding cost of chipping over concrete surface] With 6:1 cement mortar b) 15mm thick plaster INSIDE Ground Floor | BI01010001010000000000000515BI0100001157 | 395.26 | SqM | 153.84 |  |  | Excess(+) | 1 | Full Conversion | INR | [40 empty] | 60806.8 | 60806.8 | INR Sixty Thousand Eight Hundred & Six and Paise Eighty Only | 136 | 153.84 | 53755.36
47 | Plaster (to wall, floor, ceiling etc.) with sand and cement mortar including rounding off or chamfering corners as directed and raking out joints including throating, nosing and drip course, scaffolding/staging where necessary (Ground floor).[Excluding cost of chipping over concrete surface] With 6:1 cement mortar b) 20mm thick plaster OUTSDE Ground Floor | BI01010001010000000000000515BI0100001158 | 202.32 | SqM | 175.34 |  |  | Excess(+) | 1 | Full Conversion | INR | [40 empty] | 35474.79 | 35474.79 | INR Thirty Five Thousand Four Hundred & Seventy Four and Paise Seventy Nine Only | 155 | 175.34 | 31359.6
48 | Net Cement Punning above 1.5mm thick in Wall dado,Window Sill Floor and Drain etc Note Cement 0.152 cum 100 Sqmts | BI01010001010000000000000515BI0100001159 | 160.899 | SqM | 38.46 |  |  | Excess(+) | 1 | Full Conversion | INR | [40 empty] | 6188.18 | 6188.18 | INR Six Thousand One Hundred & Eighty Eight and Paise Eighteen Only | 34 | 38.46 | 5470.57
49 | Priming one coat on steel or other metal surface with synthetic oil bound primer of approved quality including smoothening surfaces by sand papering etc | BI01010001010000000000000515BI0100001160 | 292.12 | SqM | 32.8 |  |  | Excess(+) | 1 | Full Conversion | INR | [40 empty] | 9581.54 | 9581.54 | INR Nine Thousand Five Hundred & Eighty One and Paise Fifty Four Only | 29 | 32.8 | 8471.48
50 | Priming one coat on timber or plastered surface with synthetic oil bound primer of approved quality including smoothening surfaces by sand papering etc. | BI01010001010000000000000515BI0100001161 | 290.973 | SqM | 42.99 |  |  | Excess(+) | 1 | Full Conversion | INR | [40 empty] | 12508.93 | 12508.93 | INR Twelve Thousand Five Hundred & Eight and Paise Ninety Three Only | 38 | 42.99 | 11056.97
51 | Painting with best quality synthetic enamel paint of approved make and brand including smoothening surface by sand papering etc. including using of approved putty etc. on the surface, if necessary : On timber or plastered surface. With super gloss (hi-gloss) - Two coats (with any shade except white) | BI01010001010000000000000515BI0100001162 | 302.45 | SqM | 91.63 |  |  | Excess(+) | 1 | Full Conversion | INR | [40 empty] | 27713.49 | 27713.49 | INR Twenty Seven Thousand Seven Hundred & Thirteen and Paise Forty Nine Only | 81 | 91.63 | 24498.45
52 | Painting with best quality synthetic enamel paint of approved make and brand including smoothening surface by sand papering etc. including using of approved putty etc. on the surface, if necessary : On steel or other metal surface. With super gloss (hi-gloss) - Two coats (with any shade except white) | BI01010001010000000000000515BI0100001163 | 302.45 | SqM | 89.36 |  |  | Excess(+) | 1 | Full Conversion | INR | [40 empty] | 27026.93 | 27026.93 | INR Twenty Seven Thousand &Twenty Six and Paise Ninety Three Only | 79 | 89.36 | 23893.55
53 | Cement washing including cleaning and smoothening surface thoroughly (cement to be used @15 kg./100 sq.m. of surface for one coat and @25 kg./100 sq.m of surface for two coats): External surface (Ground floor) (a) One coat Ground Floor | BI01010001010000000000000515BI0100001164 | 2012.52 | SqM | 16.11 |  |  | Excess(+) | 1 | Full Conversion | INR | [40 empty] | 32421.7 | 32421.7 | INR Thirty Two Thousand Four Hundred & Twenty One and Paise Seventy Only | 14.24 | 16.11 | 28658.28
54 | Applying decorative cement based paint of approved quality after preparing the surface including scraping the same thoroughly (plastered or concrete surface) as per manufacturer's specification. In Ground floor: (i) One coat on old surface. | BI01010001010000000000000515BI0100001165 | 2012.21 | SqM | 35.07 |  |  | Excess(+) | 1 | Full Conversion | INR | [40 empty] | 70568.2 | 70568.2 | INR Seventy Thousand Five Hundred & Sixty Eight and Paise Twenty Only | 31 | 35.07 | 62378.51
55 | White washing including cleaning and smoothening surface thoroughly. All floors : (b) Two coats (to be done on specific instruction). | BI01010001010000000000000515BI0100001166 | 1709.216 | SqM | 20.52 |  |  | Excess(+) | 1 | Full Conversion | INR | [40 empty] | 35073.11 | 35073.11 | INR Thirty Five Thousand &Seventy Three and Paise Eleven Only | 18.14 | 20.52 | 31005.18
56 | Supplying, fitting and fixing M.S. clamps for door and window frame made of flat bent bar, end bifurcated with necessary screws etc. by cement concrete(1:2:4) as per direction. (Cost of concrete will be paid separately) (b) 40mm X 6mm, 200mm Length | BI01010001010000000000000515BI0100001167 | 118.85 | Each | 28.28 |  |  | Excess(+) | 1 | Full Conversion | INR | [40 empty] | 3361.08 | 3361.08 | INR Three Thousand Three Hundred & Sixty One and Paise Eight Only | 25 | 28.28 | 2971.25
57 | Iron butt hinges of approved quality fitted and fixed with steelscrews, with ISI mark. (vi) 100mm. X 50mm. X 1.25mm. | BI01010001010000000000000515BI0100001168 | 175.6 | Each | 48.64 |  |  | Excess(+) | 1 | Full Conversion | INR | [40 empty] | 8541.18 | 8541.18 | INR Eight Thousand Five Hundred & Forty One and Paise Eighteen Only | 43 | 48.64 | 7550.8
58 | i) Iron hasp bolt of approved quality fitted and fixed complete (oxidised) with 16mm dia rod with centre bolt and round fitting. (b) 250mm long. | BI01010001010000000000000515BI0100001169 | 44 | Each | 179.86 |  |  | Excess(+) | 1 | Full Conversion | INR | [40 empty] | 7913.84 | 7913.84 | INR Seven Thousand Nine Hundred & Thirteen and Paise Eighty Four Only | 159 | 179.86 | 6996
59 | (ii) Door stopper (Anodised aluminium) | BI01010001010000000000000515BI0100001170 | 23 | Each | 79.18 |  |  | Excess(+) | 1 | Full Conversion | INR | [40 empty] | 1821.14 | 1821.14 | INR One Thousand Eight Hundred & Twenty One and Paise Fourteen Only | 70 | 79.18 | 1610
60 | Anodised aluminium barrel / tower / socket bolt (full covered) of approved manufactured from extruded section conforming to I.S. 204/74 fitted and fixed with cadmium plated screws: (iv) 150mm long x 10mm dia. bolt. | BI01010001010000000000000515BI0100001171 | 105 | Each | 71.27 |  |  | Excess(+) | 1 | Full Conversion | INR | [40 empty] | 7483.35 | 7483.35 | INR Seven Thousand Four Hundred & Eighty Three and Paise Thirty Five Only | 63 | 71.27 | 6615
61 | Anodised aluminium barrel / tower / socket bolt (full covered) of approved manufactured from extruded section conforming to I.S. 204/74 fitted and fixed with cadmium plated screws: (ix) 300mm long x 10mm dia. bolt. | BI01010001010000000000000515BI0100001172 | 20 | Each | 111.99 |  |  | Excess(+) | 1 | Full Conversion | INR | [40 empty] | 2239.8 | 2239.8 | INR Two Thousand Two Hundred & Thirty Nine and Paise Eighty Only | 99 | 111.99 | 1980
62 | Anodised aliminium D-type handle of approved quality manufactured from extruded section conforming to I.S. specification (I.S. 230/72) fitted and fixed complete: (a) With continuous plate base (Hexagonal/ Round rod) (vi) 150 mm grip x 10 mm dia rod. | BI01010001010000000000000515BI0100001173 | 173 | Each | 109.73 |  |  | Excess(+) | 1 | Full Conversion | INR | [40 empty] | 18983.29 | 18983.29 | INR Eighteen Thousand Nine Hundred & Eighty Three and Paise Twenty Nine Only | 97 | 109.73 | 16781
63 | Supplying, fitting & fixing fibre reinforced polymer (FRP) Composite door shutters as per approved design with glass fibre reinforced plastic moulded skins and a special sandwich core, so as to impart monolitaheic composite structure as per approved technology of Department of Science and Technology (DST) to satisfy IS:4020 door testing performance criteria. (i) 25 mm thick Ground Floor | BI01010001010000000000000515BI0100001174 | 72.5 | SqM | 2919.63 |  |  | Excess(+) | 1 | Full Conversion | INR | [40 empty] | 211673.18 | 211673.18 | INR Two Lakh Eleven Thousand Six Hundred & Seventy Three and Paise Eighteen Only | 2581 | 2919.63 | 187122.5
64 | Supplying, fitting and fixing fibre reinforced polymer (FRP) Composite door frame as per approved section with glass fibre reinforced plastic moulded skins and a special sandwich core, so as to impart monolitaheic composite structure as per approved technology of Department of Science and Technology (DST) to safisfy IS: 4020 door testing performance criteria.. (ii) 66mm x 70mm Ground Floor | BI01010001010000000000000515BI0100001175 | 196.02 | Mtr. | 504.52 |  |  | Excess(+) | 1 | Full Conversion | INR | [40 empty] | 98896.01 | 98896.01 | INR Ninety Eight Thousand Eight Hundred & Ninety Six and Paise One Only | 446 | 504.52 | 87424.92
65 | Labour for Chipping of concrete surface before taking up Plastering work. | BI01010001010000000000000515BI0100001176 | 36.937 | SqM | 23.76 |  |  | Excess(+) | 1 | Full Conversion | INR | [40 empty] | 877.62 | 877.62 | INR Eight Hundred & Seventy Seven and Paise Sixty Two Only | 21 | 23.76 | 775.68
66 | Sanitary & Plumbing Works Supplying, fitting and fixing PVC pipes of approved make of Schedule 80 (medium duty) conforming to ASTMD - 1785 and threaded to match with GI Pipes as per IS : 1239 (Part - I). with all necessary accessories, specials viz. socket, bend, tee, union, cross, elbo, nipple, longscrew, reducing socket, reducing tee, short piece etc. fitted with holder bats clamps, including cutting pipes, making threads,fitting, fixing etc. complete in all respect including cost of all necessary fittings as required,jointing materials and two coats of painting with approved paint in any position above ground. (Payment will be made on the centre line measurements of total pipe line including all specials. No separate payment will be made for accesories, specials. Payment for painting will be made seperately) (a) For Exposed Work PVC Pipes (Dia) 25 mm | BI01010001010000000000000515BI0100001177 | 45 | metre | 200.22 |  |  | Excess(+) | 1 | Full Conversion | INR | [40 empty] | 9009.9 | 9009.9 | INR Nine Thousand &Nine and Paise Ninety Only | 177 | 200.22 | 7965
67 | Supplying, fitting and fixing PVC pipes of approved make of Schedule 80 (medium duty) conforming to ASTMD - 1785 and threaded to match with GI Pipes as per IS : 1239 (Part - I). with all necessary accessories, specials viz. socket, bend, tee, union, cross, elbo, nipple, longscrew, reducing socket, reducing tee, short piece etc. fitted with holder bats clamps, including cutting pipes, making threads,fitting, fixing etc. complete in all respect including cost of all necessary fittings as required,jointing materials and two coats of painting with approved paint in any position above ground. (Payment will be made on the centre line measurements of total pipe line including all specials. No separate payment will be made for accesories, specials. Payment for painting will be made seperately) (a) For Exposed Work PVC Pipes (Dia) 32 mm | BI01010001010000000000000515BI0100001178 | 32 | metre | 266.96 |  |  | Excess(+) | 1 | Full Conversion | INR | [40 empty] | 8542.72 | 8542.72 | INR Eight Thousand Five Hundred & Forty Two and Paise Seventy Two Only | 236 | 266.96 | 7552
68 | Supplying, fitting and fixing PVC pipes of approved make of Schedule 80 (medium duty) conforming to ASTMD - 1785 and threaded to match with GI Pipes as per IS : 1239 (Part - I). with all necessary accessories, specials viz. socket, bend, tee, union, cross, elbo, nipple, longscrew, reducing socket, reducing tee, short piece etc. fitted with holder bats clamps, including cutting pipes, making threads,fitting, fixing etc. complete in all respect including cost of all necessary fittings as required,jointing materials and two coats of painting with approved paint in any position above ground. (Payment will be made on the centre line measurements of total pipe line including all specials. No separate payment will be made for accesories, specials. Payment for painting will be made seperately) (a) For Exposed Work PVC Pipes (Dia) 40 mm | BI01010001010000000000000515BI0100001179 | 40 | metre | 330.31 |  |  | Excess(+) | 1 | Full Conversion | INR | [40 empty] | 13212.4 | 13212.4 | INR Thirteen Thousand Two Hundred & Twelve and Paise Forty Only | 292 | 330.31 | 11680
69 | Supplying, fitting and fixing Peet's valve fullway gunmetal standard pattern best quality of approved brand bearing I.S.I. marking with fittings (tested to 21 kg per sq. cm.). (vi) 32 mm dia | BI01010001010000000000000515BI0100001180 | 12 | each | 1423.05 |  |  | Excess(+) | 1 | Full Conversion | INR | [40 empty] | 17076.6 | 17076.6 | INR Seventeen Thousand &Seventy Six and Paise Sixty Only | 1258 | 1423.05 | 15096
70 | (c)(i) Chromium plated angular stop cock with wall flange (Equivalent to Code No. 5053 & Model- Florentine of Jaguar or similar brand) | BI01010001010000000000000515BI0100001181 | 50 | each | 921.93 |  |  | Excess(+) | 1 | Full Conversion | INR | [40 empty] | 46096.5 | 46096.5 | INR Forty Six Thousand &Ninety Six and Paise Fifty Only | 815 | 921.93 | 40750
71 | Supply of UPVC pipes (B Type) & fittings conforming to IS-13592-1992 (A) (i) Single Socketed 3 Meter Length (b) 110 mm | BI01010001010000000000000515BI0100001182 | 152 | metre | 330.31 |  |  | Excess(+) | 1 | Full Conversion | INR | [40 empty] | 50207.12 | 50207.12 | INR Fifty Thousand Two Hundred & Seven and Paise Twelve Only | 292 | 330.31 | 44384
72 | Supply of UPVC pipes (B Type) & fittings conforming to IS-13592-1992 (ii) Double Socketed 3 Meter Length (b) 110 mm | BI01010001010000000000000515BI0100001183 | 172 | metre | 356.33 |  |  | Excess(+) | 1 | Full Conversion | INR | [40 empty] | 61288.76 | 61288.76 | INR Sixty One Thousand Two Hundred & Eighty Eight and Paise Seventy Six Only | 315 | 356.33 | 54180
73 | Supply of UPVC pipes (B Type) & fittings conforming to IS-13592-1992 (B) Fittings (i) Coupler (b) 110 mm | BI01010001010000000000000515BI0100001184 | 60 | Each | 96.15 |  |  | Excess(+) | 1 | Full Conversion | INR | [40 empty] | 5769 | 5769 | INR Five Thousand Seven Hundred & Sixty Nine Only | 85 | 96.15 | 5100
74 | Supply of UPVC pipes (B Type) & fittings conforming to IS-13592-1992 (B) Fittings (ii) Plain Tee (b) 110 mm | BI01010001010000000000000515BI0100001185 | 10 | Each | 96.15 |  |  | Excess(+) | 1 | Full Conversion | INR | [40 empty] | 961.5 | 961.5 | INR Nine Hundred & Sixty One and Paise Fifty Only | 85 | 96.15 | 850
75 | Supply of UPVC pipes (B Type) & fittings conforming to IS-13592-1992 (B) Fittings xi) Door Bend (T.S.) (b) 110 mm | BI01010001010000000000000515BI0100001186 | 50 | Each | 166.29 |  |  | Excess(+) | 1 | Full Conversion | INR | [40 empty] | 8314.5 | 8314.5 | INR Eight Thousand Three Hundred & Fourteen and Paise Fifty Only | 147 | 166.29 | 7350
76 | Supply of UPVC pipes (B Type) & fittings conforming to IS-13592-1992 (B) Fittings ix) Bend 45º (b) 110 mm | BI01010001010000000000000515BI0100001187 | 65 | Each | 100.68 |  |  | Excess(+) | 1 | Full Conversion | INR | [40 empty] | 6544.2 | 6544.2 | INR Six Thousand Five Hundred & Forty Four and Paise Twenty Only | 89 | 100.68 | 5785
77 | Supply of UPVC pipes (B Type) & fittings conforming to IS-13592-1992 (B) Fittings x) Bend 87.5º (b) 110 mm | BI01010001010000000000000515BI0100001188 | 150 | Each | 135.74 |  |  | Excess(+) | 1 | Full Conversion | INR | [40 empty] | 20361 | 20361 | INR Twenty Thousand Three Hundred & Sixty One Only | 120 | 135.74 | 18000
78 | Supply of UPVC pipes (B Type) & fittings conforming to IS-13592-1992 (B) Fittings xv) Vent Cowl (b) 110 mm | BI01010001010000000000000515BI0100001189 | 120 | Each | 37.33 |  |  | Excess(+) | 1 | Full Conversion | INR | [40 empty] | 4479.6 | 4479.6 | INR Four Thousand Four Hundred & Seventy Nine and Paise Sixty Only | 33 | 37.33 | 3960
79 | Supply of UPVC pipes (B Type) & fittings conforming to IS-13592-1992 (B) Fittings xvi) Pipe Clip (b) 110 mm | BI01010001010000000000000515BI0100001190 | 290 | Each | 23.76 |  |  | Excess(+) | 1 | Full Conversion | INR | [40 empty] | 6890.4 | 6890.4 | INR Six Thousand Eight Hundred & Ninety and Paise Forty Only | 21 | 23.76 | 6090
80 | Labour for fitting and fixing U.P.V.C. pipes for above ground work including cost of jointing materials etc. fitting and fixing all necessary specials, cutting pipes, cutting holes in walls or R.C. floor where necessary and mending good all damages excluding the cost of masonry or concrete work, if necessary, but including the cost and fitting and fixing holder bat clamps (any floor) or for underground work including cutting trenches upto 1.5 metre and refilling the same complete as per direction of the Engineerin- charge. (Payment will be made on centre line measurement of the total pipeline including specials. (A) Above ground (ii) 110 mm dia. | BI01010001010000000000000515BI0100001191 | 302 | metre | 64.48 |  |  | Excess(+) | 1 | Full Conversion | INR | [40 empty] | 19472.96 | 19472.96 | INR Nineteen Thousand Four Hundred & Seventy Two and Paise Ninety Six Only | 57 | 64.48 | 17214
81 | Constructing Inspection pit of inside measurement 600mm X 600mm X upto 600mm (depth) with 250 mm thick 1st. class brick work in cement mortar (1:4) on all sides, bottom of the pit consisting of 100 mm thick cement concrete (1:3:6) with stone chips over a layer of jhama brick flat soling, 15 mm thick (1:4) cement plaster to inside walls and out-side walls upto G.L. and 20 mm.thick (1:4) plaster to bottom of the pit, providing necessary invert with cement concrete (1:3:6) with stone chips as per direction, neat cement finishing to entire internal surfaces, top of the pit covered with 100 mm thick R.C.C. slab (1:1.5:3) with stone chips and necessary reinforcements upto 1% and shuttering including 6 mm thick cement plaster (1:4) in all external surfaces of the slab and one 560 mm dia. R.C.C. manhole cover of approved make supplied, fitted and fixed in the slab with necessary fittings, necessary earthwork in excavation in all sorts of soil, filling sides of the pit with earth and removing spoils after work complete in all respect with all costs of labour and materials. i) With Pakur variety. (SAIL/TATA/RINL) | BI01010001010000000000000515BI0100001192 | 12 | Each | 8135.59 |  |  | Excess(+) | 1 | Full Conversion | INR | [40 empty] | 97627.08 | 97627.08 | INR Ninety Seven Thousand Six Hundred & Twenty Seven and Paise Eight Only | 7192 | 8135.59 | 86304
82 | Construction of septic tank of different capacities as per approved drawing with 1st class brick work in cement mortar (1:4) including two 560 mm dia. R.C.C. manhole cover(heavy type)of approved make supplied, fitted and fixed in the 100mm thick R.C.C (1:1.5:3) top slab with necessary fittings, 20mm thick cement plaster (4 : 1) with neat cement finish to the internal surfaces and 15 mm thick cement plaster (4 : 1) to outside wall upto 200 mm below G.L floor finished with 25 mm thick grey artificial stone over 100 mm thick R.C.C(1:1.5:3) bottom slab including supplying, fitting and fixing all necessry specials, fittings, S.W. tees, C.I. foot rest etc. including excavation earth in all sorts of soil, shoring, bailing out and pumping out water as necessary, ramming, dressing the bed and fefilling the sides of the tanks with earth, removing spoils, filling up the chamber with clear water, removing foreign materials from the chamber and including constructing attached inspection pit as per approved drawing and connecting all necessary pipes, joints etc. with internal plaster work and artificial stone flooring is to be done with admixture of water proofing compound @ 0.5% by weight of cement with all costs of labour and materials. Note:- (i) Finished level of Septic Tank should be 400 mm. from Ground Level. (ii) Height of 50 mm. Ventilation pipe &Mosquito proof mesh, should be follwed as per IS:2470,Part- I.Payment will be made separetly on the basis of actual height based on relevant I.S.Code. (iv) For 50 users A) With Pakur variety. (SAIL/TATA/RINL) | BI01010001010000000000000515BI0100001193 | 2 | Each | 102472.01 |  |  | Excess(+) | 1 | Full Conversion | INR | [40 empty] | 204944.02 | 204944.02 | INR Two Lakh Four Thousand Nine Hundred & Forty Four and Paise Two Only | 90587 | 102472.01 | 181174
83 | Construction of circular soak well 2.5 Mtr. deep in all types of sandy soils with dry brick work upto 1.6 Mtr. from the bottom having 150 mm intermediate cement brick work (1:4) band all round and cement brick work (1:4) upto 0.90 Mtr. from top with 20mm thick cement plastering (1:4) to inside face upto the depth of cement brick work, 15mm thick cement plaster (1:4) on outer face from top of the well upto G.L. and 6 mm thick cement plaster (1:4) on top of the R.C.C. cover slab including filling bottom 1.00 Mtr. of inside of the well with brick metal (50 mm to 63 mm size) including R.C.C. cover slab of 100 mm thick with cement conc (1:1.5:3) with stone chips with necessary reinforcement and shuttering including one 560 mm dia. R.C.C. manhole cover (heavy type)of approved make supplied, fitted and fixed in the cover slab with necessary fittings, making nacessary arrangements for pipe connections, excavation of well including shoring, dewatering and removing the exess earth from the premises as per direction complete in all respect with all costs of labour and materials. With 250 mm thick dry brick work and 250 mm thick cement brick work (1:6) and 1.00m inside dia. (SAIL/TATA/RINL) | BI01010001010000000000000515BI0100001194 | 2 | Each | 18388.79 |  |  | Excess(+) | 1 | Full Conversion | INR | [40 empty] | 36777.58 | 36777.58 | INR Thirty Six Thousand Seven Hundred & Seventy Seven and Paise Fifty Eight Only | 16256 | 18388.79 | 32512
84 | Electrical Works (Schedule Items) Supply & fixing 415 volt 63 A TPN switch in S.S. enclosure with HRC fuses onLS & NL to be fixed on angle frame on wall including earthing attachment.(LT/Seimens) | BI01010001010000000000000515BI0100001195 | 4 | set | 4814.34 |  |  | Excess(+) | 1 | Full Conversion | INR | [40 empty] | 19257.36 | 19257.36 | INR Nineteen Thousand Two Hundred & Fifty Seven and Paise Thirty Six Only | 4132 | 4814.34 | 16528
85 | Supply & fixing 4 way double door horizontal TPN MCB DB with SS enclosure (Legrand cat no 607715)(Legrand/Seimens/ABB) concealed in wall after cutting the wall & mending good the damages to original finish with earthing attachment comprising with the following. a) 63 A Four Pole MCB isolator -- -1 No. b))6 to 32 A range SP MCB. --- 12 Nos. | BI01010001010000000000000515BI0100001196 | 4 | set | 7058.39 |  |  | Excess(+) | 1 | Full Conversion | INR | [40 empty] | 28233.56 | 28233.56 | INR Twenty Eight Thousand Two Hundred & Thirty Three and Paise Fifty Six Only | 6058 | 7058.39 | 24232
86 | Supply & fixing SPN MCB DB (2+12) WAY (Make legrand/ Seimens/ABB) with S.S. Enclosure(Legrand cat no - 607712) concealed in wall after cutting wall & mending good the damages & earthing attachment comprising with the following: a) 40 A DP isolator - 1 No. b) 6 to 16 A range SPMCB - 12 Nos. | BI01010001010000000000000515BI0100001197 | 8 | set | 5110.29 |  |  | Excess(+) | 1 | Full Conversion | INR | [40 empty] | 40882.32 | 40882.32 | INR Forty Thousand Eight Hundred & Eighty Two and Paise Thirty Two Only | 4386 | 5110.29 | 35088
87 | Supply & Fixing FP enclosure (Legrand) concealed in wall & mending good the damages to original finish incl. earthing attachment comprising with the following: a) 32 DP MCB Isolator (Legrand) - 1 nos b) 6-16 A SP MCB - 2 nos (Roof light & Stair light) | BI01010001010000000000000515BI0100001198 | 4 | set | 1186.11 |  |  | Excess(+) | 1 | Full Conversion | INR | [40 empty] | 4744.44 | 4744.44 | INR Four Thousand Seven Hundred & Forty Four and Paise Forty Four Only | 1018 | 1186.11 | 4072
88 | Supply & drawing PVC insulated (FR) Copper wire through alkathene pipe recessed in wall & mending good the damages. 2x84/0.3 (6 sqmm) + 1x56/0.3 (4 sqmm) as ECC(TPN) | BI01010001010000000000000515BI0100001199 | 100 | Mtr | 235.36 |  |  | Excess(+) | 1 | Full Conversion | INR | [40 empty] | 23536 | 23536 | INR Twenty Three Thousand Five Hundred & Thirty Six Only | 202 | 235.36 | 20200
89 | Supply & drawing PVC insulated (FR) Copper wire through alkathene pipe recessed in wall & mending good the damages. b) 2 X 4 + 1 X 2.5 Sqmm.(SPN) | BI01010001010000000000000515BI0100001200 | 400 | mtr | 184.09 |  |  | Excess(+) | 1 | Full Conversion | INR | [40 empty] | 73636 | 73636 | INR Seventy Three Thousand Six Hundred & Thirty Six Only | 158 | 184.09 | 63200
90 | Supply & drawing PVC insulated (FR) Copper wire through alkathene pipe recessed in wall & mending good the damages. d) 3 x 1.5 sq mm | BI01010001010000000000000515BI0100001201 | 300 | Mtr | 129.33 |  |  | Excess(+) | 1 | Full Conversion | INR | [40 empty] | 38799 | 38799 | INR Thirty Eight Thousand Seven Hundred & Ninety Nine Only | 111 | 129.33 | 33300
91 | Distn. wiring in 22/0.3 (1.5 sqmm) single core stranded 'FR' PVC insulated & unsheathed single core stranded copper wire (Brand approved by EIC) in 19 mm bore, 3 mm thick polythen pipe complete with all accessories embedded in wall to light/fan/call bell points with Modular type switch (Brand approved by EIC) fixed on Modular GI switch board with top cover plate flushed in wall incl. mending good damages to original finish (Ave. run 8 mtr.) | BI01010001010000000000000515BI0100001202 | 480 | pts | 1273.49 |  |  | Excess(+) | 1 | Full Conversion | INR | [40 empty] | 611275.2 | 611275.2 | INR Six Lakh Eleven Thousand Two Hundred & Seventy Five and Paise Twenty Only | 1093 | 1273.49 | 524640
92 | Distn. wiring in 22/0.3 (1.5 sqmm) single core stranded 'FR' PVC insulated & unsheathed single core stranded copper wire (Brand approved by EIC) in 19 mm bore, 3 mm thick polythen pipe complete with all accessories embedded in wall to 240 V 6A 5 pin plug point incl. S&F 240 V 6A 3 pin Modular type plug socket & Modular type switch (Brand approved by EIC) incl. S&F earth continuity wire, fixed on 4 Module GI switchboard with 3/4 Module top cover plate flushed in wall incl. mending good damages to original finish a) on board | BI01010001010000000000000515BI0100001203 | 55 | pts | 290.12 |  |  | Excess(+) | 1 | Full Conversion | INR | [40 empty] | 15956.6 | 15956.6 | INR Fifteen Thousand Nine Hundred & Fifty Six and Paise Sixty Only | 249 | 290.12 | 13695
93 | Distn. wiring in 22/0.3 (1.5 sqmm) single core stranded 'FR' PVC insulated & unsheathed single core stranded copper wire (Brand approved by EIC) in 19 mm bore, 3 mm thick polythen pipe complete with all accessories embedded in wall to 240 V 6A 5 pin plug point incl. S&F 240 V 6A 3 pin Modular type plug socket & Modular type switch (Brand approved by EIC) incl. S&F earth continuity wire, fixed on 4 Module GI switchboard with 3/4 Module top cover plate flushed in wall incl. mending good damages to original finish b) Ave 4.5 mtr | BI01010001010000000000000515BI0100001204 | 65 | pts | 1092.9 |  |  | Excess(+) | 1 | Full Conversion | INR | [40 empty] | 71038.5 | 71038.5 | INR Seventy One Thousand &Thirty Eight and Paise Fifty Only | 938 | 1092.9 | 60970
94 | Supply & fixing socket type electronics Modular socket type fan regulator (Legrand/Crabtree) including connection. | BI01010001010000000000000515BI0100001205 | 160 | each | 450.91 |  |  | Excess(+) | 1 | Full Conversion | INR | [40 empty] | 72145.6 | 72145.6 | INR Seventy Two Thousand One Hundred & Forty Five and Paise Sixty Only | 387 | 450.91 | 61920
95 | Fixing only single /twin fluorescent light fitting complete with all accessories directly on wall/ceiling/HW round block and suitable size of MS fastener | BI01010001010000000000000515BI0100001206 | 200 | each | 116.51 |  |  | Excess(+) | 1 | Full Conversion | INR | [40 empty] | 23302 | 23302 | INR Twenty Three Thousand Three Hundred & Two Only | 100 | 116.51 | 20000
96 | Fixing only outdoor / street light type LED light fitting complete with all accessories to be fixed/projected from the wall of the building incl. making holes to building, S&F 40 mm dia GI pipe (ISI-Medium) 1.50 mts. average length, with GI socket at one end and thread at the other end & suitable bend to house the fitting & making necy. connections with S&F necy. length of 1.5 sqmm PVC insulated single core stranded annealed copper wire and making connections as required and mending good damages to wall and painting | BI01010001010000000000000515BI0100001207 | 16 | set | 841.23 |  |  | Excess(+) | 1 | Full Conversion | INR | [40 empty] | 13459.68 | 13459.68 | INR Thirteen Thousand Four Hundred & Fifty Nine and Paise Sixty Eight Only | 722 | 841.23 | 11552
97 | Supplying & Fixing GI waterproof type looping cable box size 200x150x100 mm deep having 4 mm thick comprising of one 250V 15 A kit-kat fuse unit, one NL on porcelain insulator, one compression type brass cable gland for upto 2- core 16 sqmm PVC/A cable and having lined with rubber gasketted GI top cover with brass machine screws etc., earthing terminal with lug, on steel tubular pole near base, including S&F 40x6 mm thick, MS clamps with bolts, nuts etc. including painting with anticorrosive paint | BI01010001010000000000000515BI0100001208 | 16 | each | 533.63 |  |  | Excess(+) | 1 | Full Conversion | INR | [40 empty] | 8538.08 | 8538.08 | INR Eight Thousand Five Hundred & Thirty Eight and Paise Eight Only | 458 | 533.63 | 7328
98 | Earthing the installation by 50 mm dia. G.I. Pipe (ISI-M) of 3.64 mtr. Long driven to an depth of 3.65 mtr. Below the ground level including S/F 1X4 SWG. G.I. Earth wire (4 mtr. Long) with nuts bolts & washers. | BI01010001010000000000000515BI0100001209 | 8 | set | 1595.07 |  |  | Excess(+) | 1 | Full Conversion | INR | [40 empty] | 12760.56 | 12760.56 | INR Twelve Thousand Seven Hundred & Sixty and Paise Fifty Six Only | 1369 | 1595.07 | 10952
99 | Supplying & fixing earth busbar of galvanized (Hot Dip) MS flat 25 mm x 6 mm on wall having clearance of 6 mm from wall including providing drilled holes on the busbar complete with GI bolts, nuts, washers, spacing insulators etc. as required | BI01010001010000000000000515BI0100001210 | 3 | mtr | 181.76 |  |  | Excess(+) | 1 | Full Conversion | INR | [40 empty] | 545.28 | 545.28 | INR Five Hundred & Forty Five and Paise Twenty Eight Only | 156 | 181.76 | 468
100 | Electrical Works (Non-Schedule Item) Dismentalling all existing electrical installation mending good damages and the same to the respective authority as per direction of EIC | BI01010001010000000000000515BI0100001211 | 6 | Item | 303 |  |  | Excess(+) | 1 | Full Conversion | INR | [40 empty] | 1818 | 1818 | INR One Thousand Eight Hundred & Eighteen Only | 300 | 303 | 1800
101 | Supply 2' single LED type tube light fitting complete with all acessaries directly on ceiling with HW round block & suitable size of MS fastener (Crompton, cat no - LCTL-9-CDL) | BI01010001010000000000000515BI0100001212 | 26 | set | 413.09 |  |  | Excess(+) | 1 | Full Conversion | INR | [40 empty] | 10740.34 | 10740.34 | INR Ten Thousand Seven Hundred & Forty and Paise Thirty Four Only | 409 | 413.09 | 10634
102 | Supply 4' single LED type tube light fitting complete with all acessaries directly on ceiling with HW round block & suitable size of MS fastener (Crompton, cat no - IGP131LT8-16, LTT8-20) | BI01010001010000000000000515BI0100001213 | 75 | set | 831.23 |  |  | Excess(+) | 1 | Full Conversion | INR | [40 empty] | 62342.25 | 62342.25 | INR Sixty Two Thousand Three Hundred & Forty Two and Paise Twenty Five Only | 823 | 831.23 | 61725
103 | Supply & fixing of 1200mm sweep Ceiling Fan (Orient,New Bridge, White) or equivalent as approved by the EIC,complete with all acessaries Incl S/F necy copper flex wire. | BI01010001010000000000000515BI0100001214 | 20 | each | 2232.1 |  |  | Excess(+) | 1 | Full Conversion | INR | [40 empty] | 44642 | 44642 | INR Forty Four Thousand Six Hundred & Forty Two Only | 2210 | 2232.1 | 44200
104 | Supply & fixing 9W LED night Lamp (Crompton/Philps) for batten light points | BI01010001010000000000000515BI0100001215 | 40 | Set | 181.8 |  |  | Excess(+) | 1 | Full Conversion | INR | [40 empty] | 7272 | 7272 | INR Seven Thousand Two Hundred & Seventy Two Only | 180 | 181.8 | 7200
105 | Takendown, washing, cleaning including repairing of A.C ceiling Fan, after dismantling part by part cleaning and greasing ball bearing and changing split pin / jum nut/incl.S&F ball bearing / condenser etc. as and when require & incl.Refixing the same in position. | BI01010001010000000000000515BI0100001216 | 150 | Item | 151.5 |  |  | Excess(+) | 1 | Full Conversion | INR | [40 empty] | 22725 | 22725 | INR Twenty Two Thousand Seven Hundred & Twenty Five Only | 150 | 151.5 | 22500
106 | STREET LIGHT Supply of 30 W LED LIGHT (Makes-Philips/Crompton, LSTS-30-CDL) | BI01010001010000000000000515BI0100001217 | 16 | set | 2138.17 |  |  | Excess(+) | 1 | Full Conversion | INR | [40 empty] | 34210.72 | 34210.72 | INR Thirty Four Thousand Two Hundred & Ten and Paise Seventy Two Only | 2117 | 2138.17 | 33872
107 | Repairing works of PTS Building-1, 2 & 3, PTS Academic Building and PTS Administrative Building at 2nd Battalion, Salua in Paschim Medinipur District. | BI01010001010000000000000515BI0100001218 | [55 empty] | 1 | Construction of chamber for 100mm sluices valve | item1 | 10 | 1 Nos
108 | Civil Works Dismantling all types of masonry excepting cement concrete plain or reinforced, stacking serviceable materials at site and removing rubbish as directed within a lead of 75 m. a) In ground floor including roof. | BI01010001010000000000000515BI0100001219 | 170 | CuM | 505.65 |  |  | Excess(+) | 1 | Full Conversion | INR | [40 empty] | 85960.5 | 85960.5 | INR Eighty Five Thousand Nine Hundred & Sixty and Paise Fifty Only | 447 | 505.65 | 75990
109 | Dismantling all types of plain cement concrete works, stacking serviceable materials at site and removing rubbish as directed within a lead of 75 m. In ground floor including roof. (a) upto 150 mm. thick | BI01010001010000000000000515BI0100001220 | 180 | CuM | 1062.2 |  |  | Excess(+) | 1 | Full Conversion | INR | [40 empty] | 191196 | 191196 | INR One Lakh Ninety One Thousand One Hundred & Ninety Six Only | 939 | 1062.2 | 169020
110 | Dismantling artificial stone flooring upto 50 mm. thick by carefully chiselling without damaging the base and removing rubbish as directed within a lead of 75 m. a) In ground floor including roof. | BI01010001010000000000000515BI0100001221 | 750 | SqM | 56.56 |  |  | Excess(+) | 1 | Full Conversion | INR | [40 empty] | 42420 | 42420 | INR Forty Two Thousand Four Hundred & Twenty Only | 50 | 56.56 | 37500
111 | (A) Filling in foundation or plinth by silver sand in layers not exceeding 150 mm as directed and consolidating the same by thorough saturation with water, ramming complete including the cost of supply of sand. (payment to be made on measurement of finished quantity) | BI01010001010000000000000515BI0100001222 | 60 | CuM | 424.44 |  |  | Excess(+) | 1 | Full Conversion | INR | [40 empty] | 25466.4 | 25466.4 | INR Twenty Five Thousand Four Hundred & Sixty Six and Paise Forty Only | 375.21 | 424.44 | 22512.6
112 | Stripping off worn out plaster and raking out joints of walls, celings etc. upto any height and in any floor including removing rubbish within a lead of 75m as directed. | BI01010001010000000000000515BI0100001223 | 1000 | Sq.M. | 21.49 |  |  | Excess(+) | 1 | Full Conversion | INR | [40 empty] | 21490 | 21490 | INR Twenty One Thousand Four Hundred & Ninety Only | 19 | 21.49 | 19000
113 | Removal of rubbish,earth etc. from the working site and disposal of the same beyond the compound, in conformity with the Municipal / Corporation Rules for such disposal, loading into truck and cleaning the site in all respect as per direction of Engineer in charge | BI01010001010000000000000515BI0100001224 | 200 | CuM | 187.78 |  |  | Excess(+) | 1 | Full Conversion | INR | [40 empty] | 37556 | 37556 | INR Thirty Seven Thousand Five Hundred & Fifty Six Only | 166 | 187.78 | 33200
114 | Labour for dismantling the necessary bases of R.C. or wooden railing post for taking out the damaged posts (scattered job) | BI01010001010000000000000515BI0100001225 | 22 | Each | 69 |  |  | Excess(+) | 1 | Full Conversion | INR | [40 empty] | 1518 | 1518 | INR One Thousand Five Hundred & Eighteen Only | 61 | 69 | 1342
115 | Single Brick Flat Soling of picked jhama bricks including ramming and dressing bed to proper level and filling joints with local sand. | BI01010001010000000000000515BI0100001226 | 60 | Sq.M. | 389.13 |  |  | Excess(+) | 1 | Full Conversion | INR | [40 empty] | 23347.8 | 23347.8 | INR Twenty Three Thousand Three Hundred & Forty Seven and Paise Eighty Only | 344 | 389.13 | 20640
116 | Brick work with 1st class bricks in cement mortar (1:6) (b) In superstructure, ground floor | BI01010001010000000000000515BI0100001227 | 50 | CuM | 6065.49 |  |  | Excess(+) | 1 | Full Conversion | INR | [40 empty] | 303274.5 | 303274.5 | INR Three Lakh Three Thousand Two Hundred & Seventy Four and Paise Fifty Only | 5362 | 6065.49 | 268100
117 | Brick work with 1st class bricks in cement mortar (1:6) 1st FLOOR | BI01010001010000000000000515BI0100001228 | 35 | CuM | 6191.06 |  |  | Excess(+) | 1 | Full Conversion | INR | [40 empty] | 216687.1 | 216687.1 | INR Two Lakh Sixteen Thousand Six Hundred & Eighty Seven and Paise Ten Only | 5473 | 6191.06 | 191555
118 | Brick work with 1st class bricks in cement mortar (1:6) 2nd FLOOR | BI01010001010000000000000515BI0100001229 | 25 | CuM | 6316.62 |  |  | Excess(+) | 1 | Full Conversion | INR | [40 empty] | 157915.5 | 157915.5 | INR One Lakh Fifty Seven Thousand Nine Hundred & Fifteen and Paise Fifty Only | 5584 | 6316.62 | 139600
119 | Brick work with 1st class bricks in cement mortar (1:6) 3rd FLOOR | BI01010001010000000000000515BI0100001230 | 15 | CuM | 6442.18 |  |  | Excess(+) | 1 | Full Conversion | INR | [40 empty] | 96632.7 | 96632.7 | INR Ninety Six Thousand Six Hundred & Thirty Two and Paise Seventy Only | 5695 | 6442.18 | 85425
120 | Making one set of scaffolding only for replacing glass panels, painting, uprooting plant and another repairing works of building and S&P works for external works only with 10 cm. dia bamboo as main posts at the rate of 1 Mtr. centre to centre and 7.5 cm. dia bamboo ties @ 0.75 Mtr. apart fitting and fixing with necessary coir, nails etc. as per direction of the Engineer-incharge. (This item should be executed only after prior approval of the Engineer-incharge). Firstly, one number to be paid and then labour rate for shifting up to further nineteenth (19) times @ 10% Each time to be considered. If necessary further after twenty times of total use, another one number new and labour rate for shifting to be considered accordingly. a) 3.90 Mtr. height | BI01010001010000000000000515BI0100001231 | 14 | Each | 315.6 |  |  | Excess(+) | 1 | Full Conversion | INR | [40 empty] | 4418.4 | 4418.4 | INR Four Thousand Four Hundred & Eighteen and Paise Forty Only | 279 | 315.6 | 3906
121 | Making one set of scaffolding only for replacing glass panels, painting, uprooting plant and another repairing works of building and S&P works for external works only with 10 cm. dia bamboo as main posts at the rate of 1 Mtr. centre to centre and 7.5 cm. dia bamboo ties @ 0.75 Mtr. apart fitting and fixing with necessary coir, nails etc. as per direction of the Engineer-incharge. (This item should be executed only after prior approval of the Engineer-incharge). Firstly, one number to be paid and then labour rate for shifting up to further nineteenth (19) times @ 10% Each time to be considered. If necessary further after twenty times of total use, another one number new and labour rate for shifting to be considered accordingly. b) Extra for additional 3.6 height or part thereof | BI01010001010000000000000515BI0100001232 | 18 | Each | 277.14 |  |  | Excess(+) | 1 | Full Conversion | INR | [40 empty] | 4988.52 | 4988.52 | INR Four Thousand Nine Hundred & Eighty Eight and Paise Fifty Two Only | 245 | 277.14 | 4410
122 | Ordinary Cement concrete (mix 1:2:4) with graded stone chips (20 mm nominal size) excluding shuttering and reinforcement,if any, in ground floor as per relevant IS codes. a) Pakur Variety | BI01010001010000000000000515BI0100001233 | 110 | CuM | 6099.82 |  |  | Excess(+) | 1 | Full Conversion | INR | [40 empty] | 670980.2 | 670980.2 | INR Six Lakh Seventy Thousand Nine Hundred & Eighty and Paise Twenty Only | 5392.34 | 6099.82 | 593157.4
123 | Ordinary Cement concrete (mix 1:1.5:3) with graded stone chips (20 mm nominal size) excluding shuttering and reinforcement if any, in ground floor as per relevant IS codes. (i) Pakur Variety | BI01010001010000000000000515BI0100001234 | 135 | CuM | 6723.76 |  |  | Excess(+) | 1 | Full Conversion | INR | [40 empty] | 907707.6 | 907707.6 | INR Nine Lakh Seven Thousand Seven Hundred & Seven and Paise Sixty Only | 5943.92 | 6723.76 | 802429.2
124 | Hire and labour charges for shuttering with centering and necessary staging upto 4 m using approved stout props and thick hard wood planks of approved thickness with required bracing for concrete slabs, beams and columns, lintels curved or straight including fitting, fixing and striking out after completion of works (upto roof of ground floor) (When the height of a particular floor is more than 4 m the equivalent floor height shall be taken as 4 m and extra for works beyond the initial 4 m ht. shall be allowed under 12 (e) for every 4 m or part thereof) (c) Steel shuttering or 9 to 12 mm thick approved quality ply board shuttering in any concrete work | BI01010001010000000000000515BI0100001235 | 1375.32 | SqM | 403.84 |  |  | Excess(+) | 1 | Full Conversion | INR | [40 empty] | 555409.23 | 555409.23 | INR Five Lakh Fifty Five Thousand Four Hundred & Nine and Paise Twenty Three Only | 357 | 403.84 | 490989.24
125 | Reinforcement for reinforced concrete work in all sorts of structures including distribution bars, stirrups, binders etc initial straightening and removal of loose rust (if necessary), cutting to requisite length, hooking and bending to correct shape, placing in proper position and binding with 16 gauge black annealed wire at every intersection, complete as per drawing and direction. (i) Tor steel/Mild Steel II. JSW/JSPL/SHYAM/ SRMB/BMASL/ELECROSTEEL/SSL | BI01010001010000000000000515BI0100001236 | 5 | MT. | 76981.55 |  |  | Excess(+) | 1 | Full Conversion | INR | [40 empty] | 384907.75 | 384907.75 | INR Three Lakh Eighty Four Thousand Nine Hundred & Seven and Paise Seventy Five Only | 68053 | 76981.55 | 340265
126 | Cleaning the concrete surface by removing dirt and debris, marking defective locations and removing loose concrete by careful stripping untill hard surface is exposed, cutting the concrete to regular shape, wire brushing the exposed surface and removing debris from site complete as per direction of the Engineer - in - Charge. | BI01010001010000000000000515BI0100001237 | 186.9 | SqM | 101.81 |  |  | Excess(+) | 1 | Full Conversion | INR | [40 empty] | 19028.29 | 19028.29 | INR Nineteen Thousand &Twenty Eight and Paise Twenty Nine Only | 90 | 101.81 | 16821
127 | Cleaning the exposed reinforcement preferably upto full diameter by wire brush, applying two coats of polymer based rust removing compound left for 24 hours, removing the coating and then applying two (2) coats of polymer modified anti corrosive protective coating formulated to inhibit the corrosion of reinforcement as per manufacturer's specification] [Mode of measurement:The affected surface area of reinforcement shall be considered for payment] | BI01010001010000000000000515BI0100001238 | 151.95 | SqM | 887.99 |  |  | Excess(+) | 1 | Full Conversion | INR | [40 empty] | 134930.08 | 134930.08 | INR One Lakh Thirty Four Thousand Nine Hundred & Thirty and Paise Eight Only | 785 | 887.99 | 119280.75
128 | Applying epoxy based reactive joining agent for joining the old concrete with fresh concrete to be applied within manufacturer's specified time as per manufacturers specification. (0.4 Kg / m² of concrete surface). Note: Applicable only when the full diameter of reinforcement steel is exposed. | BI01010001010000000000000515BI0100001239 | 92.13 | SqM | 349.54 |  |  | Excess(+) | 1 | Full Conversion | INR | [40 empty] | 32203.12 | 32203.12 | INR Thirty Two Thousand Two Hundred & Three and Paise Twelve Only | 309 | 349.54 | 28468.17
129 | Removing corroded worn out portion of reinforcement (when the area of bar is damaged by more than 25%) by cutting and replacing the same by a new plain round bar of requisite diameter by binding with required lap / welding with old bar, including cost of reinforcement, complete in all respect including removing unserviceable materials from site as per direction of the Engineer - in - charge. Note : Payment on weight (Kg.) of new reinforcement. | BI01010001010000000000000515BI0100001240 | 70.85 | SqM | 98.41 |  |  | Excess(+) | 1 | Full Conversion | INR | [40 empty] | 6972.35 | 6972.35 | INR Six Thousand Nine Hundred & Seventy Two and Paise Thirty Five Only | 87 | 98.41 | 6163.95
130 | Artificial stone in floor, dado, staircase etc with cement concrete (1:2:4) with stone chips, laid in panels as directed with topping made with ordinary or white cement (as necessary) and marble dust in proportion (1:2) including smooth finishing and rounding off corners including raking out joints or roughening of concrete surface and application of cement slurry before flooring works using cement @ 1.75 kg/sq.m all complete including all materials and labour. In ground floor. 3 mm. thick topping (High polishing grinding on this item is not permitted with ordinary cement). Using grey cement (ii) 25 mm. thick | BI01010001010000000000000515BI0100001241 | 480 | SqM | 304.29 |  |  | Excess(+) | 1 | Full Conversion | INR | [40 empty] | 146059.2 | 146059.2 | INR One Lakh Forty Six Thousand &Fifty Nine and Paise Twenty Only | 269 | 304.29 | 129120
131 | Supplying, fitting & fixing 1st quality Ceramic tiles in walls and floors to match with the existing work & 4 nos. of key stones (10mm) fixed with araldite at the back of Each tile & finishing the joints with white cement mixed with colouring oxide if required to match the colour of tiles including roughening of concrete surface, if necessary or by synthetic adhesive & grout materials etc. (A) Floor With Sand Cement Mortar (1:4) 20 mm thick & 2 mm thick cement slurry at back side of tiles using cement @ 2.91 Kg/Sq.m & joint filling using white cement slurry @ 0.20kg/Sq.m. (a) Area of Each tile upto 0.09 Sq.m (i) Coloured decorative | BI01010001010000000000000515BI0100001242 | 350 | SqM | 831.43 |  |  | Excess(+) | 1 | Full Conversion | INR | [40 empty] | 291000.5 | 291000.5 | INR Two Lakh Ninety One Thousand and Paise Fifty Only | 735 | 831.43 | 257250
132 | Supplying, fitting & fixing 1st quality Ceramic tiles in walls and floors to match with the existing work & 4 nos. of key stones (10mm) fixed with araldite at the back of Each tile & finishing the joints with white cement mixed with colouring oxide if required to match the colour of tiles including roughening of concrete surface, if necessary or by synthetic adhesive & grout materials etc. (B) Wall With Sand Cement Mortar (1:3) 15 mm thick & 2 mm thick cement slurry at back side of tiles using cement @ 2.91 Kg/Sq.m & joint filling using white cement slurry @ 0.20kg/Sq.m. (a) Area of Each tile upto 0.09 Sq.m (i) Coloured decorative | BI01010001010000000000000515BI0100001243 | 200 | SqM | 838.22 |  |  | Excess(+) | 1 | Full Conversion | INR | [40 empty] | 167644 | 167644 | INR One Lakh Sixty Seven Thousand Six Hundred & Forty Four Only | 741 | 838.22 | 148200
133 | Repairing cracks in floor with cement mortar (1:2) with necessary pigment to match with existing works, including prior cutting and cleaning the cracks as directed. | BI01010001010000000000000515BI0100001244 | 446.42 | M | 7.71 |  |  | Excess(+) | 1 | Full Conversion | INR | [40 empty] | 3441.9 | 3441.9 | INR Three Thousand Four Hundred & Forty One and Paise Ninety Only | 6.82 | 7.71 | 3044.58
134 | Washing and cleaning with oxalic acid powder using 33 gms./sq.m. (b) Floor/ dado other than marble | BI01010001010000000000000515BI0100001245 | 297.65 | SqM | 6.26 |  |  | Excess(+) | 1 | Full Conversion | INR | [40 empty] | 1863.29 | 1863.29 | INR One Thousand Eight Hundred & Sixty Three and Paise Twenty Nine Only | 5.53 | 6.26 | 1646
135 | Labour for taking out door and window frame including shutter for repair or replacement of different parts of the frame & refixing the same including mending good all damaes complete. (Concrete and brick work for mending damage will be paid separately) (a) Upto area 2.5 Sq.m | BI01010001010000000000000515BI0100001246 | 5 | SqM | 134.61 |  |  | Excess(+) | 1 | Full Conversion | INR | [40 empty] | 673.05 | 673.05 | INR Six Hundred & Seventy Three and Paise Five Only | 119 | 134.61 | 595
136 | Labour for taking out door and window frame including shutter for repair or replacement of different parts of the frame & refixing the same including mending good all damaes complete. (Concrete and brick work for mending damage will be paid separately) (b) Above area 2.5 Sq.m | BI01010001010000000000000515BI0100001247 | 8 | SqM | 165.16 |  |  | Excess(+) | 1 | Full Conversion | INR | [40 empty] | 1321.28 | 1321.28 | INR One Thousand Three Hundred & Twenty One and Paise Twenty Eight Only | 146 | 165.16 | 1168
137 | Wood work in door and window frame fitted and fixed in position complete including a protective coat of painting at the contact surface of the frame exluding cost of concrete, Iron Butt Hinges and M.S clamps. (The quantum should be correted upto three decimals). (d) Sal : Local. | BI01010001010000000000000515BI0100001248 | 1.5 | CuM | 82525.56 |  |  | Excess(+) | 1 | Full Conversion | INR | [40 empty] | 123788.34 | 123788.34 | INR One Lakh Twenty Three Thousand Seven Hundred & Eighty Eight and Paise Thirty Four Only | 72954 | 82525.56 | 109431
138 | Panel shutters of door and window, as per design (each panel consisting of single plank without joint), including fitting and fixing the same in position but excluding the cost of hinge and other fittings. In ground floor. (In case of non-supply of single plank, penal rate of reduction of 20% will be made) (iii) 35mm thick shutters with 19mm thick panel of size 30 to 45 cm. (a) Ordinary Teak Wood. | BI01010001010000000000000515BI0100001249 | 60 | SqM | 4166.21 |  |  | Excess(+) | 1 | Full Conversion | INR | [40 empty] | 249972.6 | 249972.6 | INR Two Lakh Forty Nine Thousand Nine Hundred & Seventy Two and Paise Sixty Only | 3683 | 4166.21 | 220980
139 | Removing loose scales, blisters etc. from old painted surface and thoroughly smoothening the surface to make the same suitable for receiving fresh coat of paint. | BI01010001010000000000000515BI0100001250 | 1534.46 | SqM | 23.76 |  |  | Excess(+) | 1 | Full Conversion | INR | [40 empty] | 36458.77 | 36458.77 | INR Thirty Six Thousand Four Hundred & Fifty Eight and Paise Seventy Seven Only | 21 | 23.76 | 32223.66
140 | Removing old paint from blistered painted surface of steel or other metal by chipping including scraping and cleaning and exposing the original surface | BI01010001010000000000000515BI0100001251 | 1589.94 | SqM | 54.3 |  |  | Excess(+) | 1 | Full Conversion | INR | [40 empty] | 86333.74 | 86333.74 | INR Eighty Six Thousand Three Hundred & Thirty Three and Paise Seventy Four Only | 48 | 54.3 | 76317.12
141 | Removing thick layers of paint from heavily cracked and blistered painted surface of timber by careful burning with blow lamp including smoothening exposed surface of timber with pumice stone or glass and preparing the same for fresh treatment. | BI01010001010000000000000515BI0100001252 | 763.13 | SqM | 58.82 |  |  | Excess(+) | 1 | Full Conversion | INR | [40 empty] | 44887.31 | 44887.31 | INR Forty Four Thousand Eight Hundred & Eighty Seven and Paise Thirty One Only | 52 | 58.82 | 39682.76
142 | Plaster (to wall, floor, ceiling etc.) with sand and cement mortar including rounding off or chamfering corners as directed and raking out joints including throating, nosing and drip course, scaffolding/staging where necessary (Ground floor).[Excluding cost of chipping over concrete surface] With 6:1 cement mortar b) 20mm thick plaster OUTSIDE Ground Floor | BI01010001010000000000000515BI0100001253 | 360 | SqM | 175.34 |  |  | Excess(+) | 1 | Full Conversion | INR | [40 empty] | 63122.4 | 63122.4 | INR Sixty Three Thousand One Hundred & Twenty Two and Paise Forty Only | 155 | 175.34 | 55800
143 | Plaster (to wall, floor, ceiling etc.) with sand and cement mortar including rounding off or chamfering corners as directed and raking out joints including throating, nosing and drip course, scaffolding/staging where necessary (Ground floor).[Excluding cost of chipping over concrete surface] With 6:1 cement mortar b) 20mm thick plaster OUTSIDE 1st FLOOR | BI01010001010000000000000515BI0100001254 | 300 | SqM | 179.86 |  |  | Excess(+) | 1 | Full Conversion | INR | [40 empty] | 53958 | 53958 | INR Fifty Three Thousand Nine Hundred & Fifty Eight Only | 159 | 179.86 | 47700
144 | Plaster (to wall, floor, ceiling etc.) with sand and cement mortar including rounding off or chamfering corners as directed and raking out joints including throating, nosing and drip course, scaffolding/staging where necessary (Ground floor).[Excluding cost of chipping over concrete surface] With 6:1 cement mortar b) 20mm thick plaster OUTSDE 2nd FLOOR | BI01010001010000000000000515BI0100001255 | 250 | SqM | 184.39 |  |  | Excess(+) | 1 | Full Conversion | INR | [40 empty] | 46097.5 | 46097.5 | INR Forty Six Thousand &Ninety Seven and Paise Fifty Only | 163 | 184.39 | 40750
145 | Plaster (to wall, floor, ceiling etc.) with sand and cement mortar including rounding off or chamfering corners as directed and raking out joints including throating, nosing and drip course, scaffolding/staging where necessary (Ground floor).[Excluding cost of chipping over concrete surface] With 6:1 cement mortar b) 20mm thick plaster OUTSDE 3rd FLOOR | BI01010001010000000000000515BI0100001256 | 160 | SqM | 188.91 |  |  | Excess(+) | 1 | Full Conversion | INR | [40 empty] | 30225.6 | 30225.6 | INR Thirty Thousand Two Hundred & Twenty Five and Paise Sixty Only | 167 | 188.91 | 26720
146 | Plaster (to wall, floor, ceiling etc.) with sand and cement mortar including rounding off or chamfering corners as directed and raking out joints including throating, nosing and drip course, scaffolding/staging where necessary (Ground floor).[Excluding cost of chipping over concrete surface] With 6:1 cement mortar b) 15mm thick plaster INSIDE Ground Floor | BI01010001010000000000000515BI0100001257 | 205 | SqM | 153.84 |  |  | Excess(+) | 1 | Full Conversion | INR | [40 empty] | 31537.2 | 31537.2 | INR Thirty One Thousand Five Hundred & Thirty Seven and Paise Twenty Only | 136 | 153.84 | 27880
147 | Plaster (to wall, floor, ceiling etc.) with sand and cement mortar including rounding off or chamfering corners as directed and raking out joints including throating, nosing and drip course, scaffolding/staging where necessary (Ground floor).[Excluding cost of chipping over concrete surface] With 6:1 cement mortar b) 15mm thick plaster INSIDE 1st FLOOR | BI01010001010000000000000515BI0100001258 | 155 | SqM | 158.37 |  |  | Excess(+) | 1 | Full Conversion | INR | [40 empty] | 24547.35 | 24547.35 | INR Twenty Four Thousand Five Hundred & Forty Seven and Paise Thirty Five Only | 140 | 158.37 | 21700
148 | Plaster (to wall, floor, ceiling etc.) with sand and cement mortar including rounding off or chamfering corners as directed and raking out joints including throating, nosing and drip course, scaffolding/staging where necessary (Ground floor).[Excluding cost of chipping over concrete surface] With 6:1 cement mortar b) 15mm thick plaster INSIDE 2nd FLOOR | BI01010001010000000000000515BI0100001259 | 135 | SqM | 162.89 |  |  | Excess(+) | 1 | Full Conversion | INR | [40 empty] | 21990.15 | 21990.15 | INR Twenty One Thousand Nine Hundred & Ninety and Paise Fifteen Only | 144 | 162.89 | 19440
149 | Plaster (to wall, floor, ceiling etc.) with sand and cement mortar including rounding off or chamfering corners as directed and raking out joints including throating, nosing and drip course, scaffolding/staging where necessary (Ground floor).[Excluding cost of chipping over concrete surface] With 6:1 cement mortar b) 15mm thick plaster INSIDE 3rd FLOOR | BI01010001010000000000000515BI0100001260 | 80 | SqM | 167.42 |  |  | Excess(+) | 1 | Full Conversion | INR | [40 empty] | 13393.6 | 13393.6 | INR Thirteen Thousand Three Hundred & Ninety Three and Paise Sixty Only | 148 | 167.42 | 11840
150 | Plaster (to wall, floor, ceiling etc.) with sand and cement mortar including rounding off or chamfering corners as directed and raking out joints including throating, nosing and drip course, scaffolding/staging where necessary (Ground floor).[Excluding cost of chipping over concrete surface] (ii)/c/ With 1:4 cement morter, (b) 10 mm thick plaster. Ground Floor | BI01010001010000000000000515BI0100001261 | 40 | SqM | 139.14 |  |  | Excess(+) | 1 | Full Conversion | INR | [40 empty] | 5565.6 | 5565.6 | INR Five Thousand Five Hundred & Sixty Five and Paise Sixty Only | 123 | 139.14 | 4920
151 | Plaster (to wall, floor, ceiling etc.) with sand and cement mortar including rounding off or chamfering corners as directed and raking out joints including throating, nosing and drip course, scaffolding/staging where necessary (Ground floor).[Excluding cost of chipping over concrete surface] (ii)/c/ With 1:4 cement morter, (b) 10 mm thick plaster. 1st Floor | BI01010001010000000000000515BI0100001262 | 35 | SqM | 143.66 |  |  | Excess(+) | 1 | Full Conversion | INR | [40 empty] | 5028.1 | 5028.1 | INR Five Thousand &Twenty Eight and Paise Ten Only | 127 | 143.66 | 4445
152 | Plaster (to wall, floor, ceiling etc.) with sand and cement mortar including rounding off or chamfering corners as directed and raking out joints including throating, nosing and drip course, scaffolding/staging where necessary (Ground floor).[Excluding cost of chipping over concrete surface] (ii)/c/ With 1:4 cement morter, (b) 10 mm thick plaster. 2nd Floor | BI01010001010000000000000515BI0100001263 | 25 | SqM | 148.19 |  |  | Excess(+) | 1 | Full Conversion | INR | [40 empty] | 3704.75 | 3704.75 | INR Three Thousand Seven Hundred & Four and Paise Seventy Five Only | 131 | 148.19 | 3275
153 | Net Cement Punning above 1.5mm thick in Wall dado,Window Sill Floor and Drain etc Note Cement 0.152 cum 100 SqMts | BI01010001010000000000000515BI0100001264 | 1700 | SqM | 38.46 |  |  | Excess(+) | 1 | Full Conversion | INR | [40 empty] | 65382 | 65382 | INR Sixty Five Thousand Three Hundred & Eighty Two Only | 34 | 38.46 | 57800
154 | Priming one coat on steel or other metal surface with synthetic oil bound primer of approved quality including smoothening surfaces by sand papering etc | BI01010001010000000000000515BI0100001265 | 2200 | SqM | 32.8 |  |  | Excess(+) | 1 | Full Conversion | INR | [40 empty] | 72160 | 72160 | INR Seventy Two Thousand One Hundred & Sixty Only | 29 | 32.8 | 63800
155 | Priming one coat on timber or plastered surface with synthetic oil bound primer of approved quality including smoothening surfaces by sand papering etc. | BI01010001010000000000000515BI0100001266 | 390 | SqM | 42.99 |  |  | Excess(+) | 1 | Full Conversion | INR | [40 empty] | 16766.1 | 16766.1 | INR Sixteen Thousand Seven Hundred & Sixty Six and Paise Ten Only | 38 | 42.99 | 14820
156 | Painting with best quality synthetic enamel paint of approved make and brand including smoothening surface by sand papering etc. including using of approved putty etc. on the surface, if necessary : On timber or plastered surface. With super gloss (hi-gloss) - Two coats (with any shade except white) | BI01010001010000000000000515BI0100001267 | 430 | SqM | 91.63 |  |  | Excess(+) | 1 | Full Conversion | INR | [40 empty] | 39400.9 | 39400.9 | INR Thirty Nine Thousand Four Hundred and Paise Ninety Only | 81 | 91.63 | 34830
157 | Painting with best quality synthetic enamel paint of approved make and brand including smoothening surface by sand papering etc. including using of approved putty etc. on the surface, if necessary : On steel or other metal surface. With super gloss (hi-gloss) - Two coats (with any shade except white) | BI01010001010000000000000515BI0100001268 | 2130 | SqM | 89.36 |  |  | Excess(+) | 1 | Full Conversion | INR | [40 empty] | 190336.8 | 190336.8 | INR One Lakh Ninety Thousand Three Hundred & Thirty Six and Paise Eighty Only | 79 | 89.36 | 168270
158 | Cement washing including cleaning and smoothening surface thoroughly (cement to be used @15 kg./100 sq.m. of surface for one coat and @25 kg./100 sq.m of surface for two coats): External surface (Ground floor) (a) Two coat Ground Floor | BI01010001010000000000000515BI0100001269 | 1360 | SqM | 16.11 |  |  | Excess(+) | 1 | Full Conversion | INR | [40 empty] | 21909.6 | 21909.6 | INR Twenty One Thousand Nine Hundred & Nine and Paise Sixty Only | 14.24 | 16.11 | 19366.4
159 | Cement washing including cleaning and smoothening surface thoroughly (cement to be used @15 kg./100 sq.m. of surface for one coat and @25 kg./100 sq.m of surface for two coats): External surface (Ground floor) (a) Two coat 1st FLOOR | BI01010001010000000000000515BI0100001270 | 915.5 | SqM | 16.91 |  |  | Excess(+) | 1 | Full Conversion | INR | [40 empty] | 15481.11 | 15481.11 | INR Fifteen Thousand Four Hundred & Eighty One and Paise Eleven Only | 14.95 | 16.91 | 13686.73
160 | Cement washing including cleaning and smoothening surface thoroughly (cement to be used @15 kg./100 sq.m. of surface for one coat and @25 kg./100 sq.m of surface for two coats): External surface (Ground floor) (a) Two coat 2nd FLOOR | BI01010001010000000000000515BI0100001271 | 905.5 | SqM | 17.71 |  |  | Excess(+) | 1 | Full Conversion | INR | [40 empty] | 16036.41 | 16036.41 | INR Sixteen Thousand &Thirty Six and Paise Forty One Only | 15.66 | 17.71 | 14180.13
161 | Cement washing including cleaning and smoothening surface thoroughly (cement to be used @15 kg./100 sq.m. of surface for one coat and @25 kg./100 sq.m of surface for two coats): External surface (Ground floor) (a) Two coat 3rd FLOOR | BI01010001010000000000000515BI0100001272 | 735 | SqM | 18.52 |  |  | Excess(+) | 1 | Full Conversion | INR | [40 empty] | 13612.2 | 13612.2 | INR Thirteen Thousand Six Hundred & Twelve and Paise Twenty Only | 16.37 | 18.52 | 12031.95
162 | Applying decorative cement based paint of approved quality after preparing the surface including scraping the same thoroughly (plastered or concrete surface) as per manufacturer's specification. (i) One coat on old surface. Ground Floor | BI01010001010000000000000515BI0100001273 | 1445.5 | SqM | 35.07 |  |  | Excess(+) | 1 | Full Conversion | INR | [40 empty] | 50693.69 | 50693.69 | INR Fifty Thousand Six Hundred & Ninety Three and Paise Sixty Nine Only | 31 | 35.07 | 44810.5
163 | Applying decorative cement based paint of approved quality after preparing the surface including scraping the same thoroughly (plastered or concrete surface) as per manufacturer's specification. (i) One coat on old surface. 1st FLOOR | BI01010001010000000000000515BI0100001274 | 802.5 | SqM | 35.87 |  |  | Excess(+) | 1 | Full Conversion | INR | [40 empty] | 28785.68 | 28785.68 | INR Twenty Eight Thousand Seven Hundred & Eighty Five and Paise Sixty Eight Only | 31.71 | 35.87 | 25447.28
164 | Applying decorative cement based paint of approved quality after preparing the surface including scraping the same thoroughly (plastered or concrete surface) as per manufacturer's specification. (i) One coat on old surface. 2nd FLOOR | BI01010001010000000000000515BI0100001275 | 802.5 | SqM | 36.67 |  |  | Excess(+) | 1 | Full Conversion | INR | [40 empty] | 29427.68 | 29427.68 | INR Twenty Nine Thousand Four Hundred & Twenty Seven and Paise Sixty Eight Only | 32.42 | 36.67 | 26017.05
165 | Applying decorative cement based paint of approved quality after preparing the surface including scraping the same thoroughly (plastered or concrete surface) as per manufacturer's specification. (i) One coat on old surface. 3rd FLOOR | BI01010001010000000000000515BI0100001276 | 735 | SqM | 37.48 |  |  | Excess(+) | 1 | Full Conversion | INR | [40 empty] | 27547.8 | 27547.8 | INR Twenty Seven Thousand Five Hundred & Forty Seven and Paise Eighty Only | 33.13 | 37.48 | 24350.55
166 | White washing including cleaning and smoothening surface thoroughly. All floors : (b) Two coats (to be done on specific instruction). | BI01010001010000000000000515BI0100001277 | 4225.2 | SqM | 20.52 |  |  | Excess(+) | 1 | Full Conversion | INR | [40 empty] | 86701.1 | 86701.1 | INR Eighty Six Thousand Seven Hundred & One and Paise Ten Only | 18.14 | 20.52 | 76645.13
167 | Supplying, fitting and fixing M.S. clamps for door and window frame made of flat bent bar, end bifurcated with necessary screws etc. by cement concrete(1:2:4) as per direction. (Cost of concrete will be paid separately) (a) 40mm X 6mm, 200mm Length | BI01010001010000000000000515BI0100001278 | 222 | Each | 28.28 |  |  | Excess(+) | 1 | Full Conversion | INR | [40 empty] | 6278.16 | 6278.16 | INR Six Thousand Two Hundred & Seventy Eight and Paise Sixteen Only | 25 | 28.28 | 5550
168 | Iron butt hinges of approved quality fitted and fixed with steelscrews, with ISI mark. (vi) 100mm. X 50mm. X 1.25mm. | BI01010001010000000000000515BI0100001279 | 230 | Each | 48.64 |  |  | Excess(+) | 1 | Full Conversion | INR | [40 empty] | 11187.2 | 11187.2 | INR Eleven Thousand One Hundred & Eighty Seven and Paise Twenty Only | 43 | 48.64 | 9890
169 | i) Iron hasp bolt of approved quality fitted and fixed complete (oxidised) with 16mm dia rod with centre bolt and round fitting. (b) 250mm long. | BI01010001010000000000000515BI0100001280 | 220 | Each | 179.86 |  |  | Excess(+) | 1 | Full Conversion | INR | [40 empty] | 39569.2 | 39569.2 | INR Thirty Nine Thousand Five Hundred & Sixty Nine and Paise Twenty Only | 159 | 179.86 | 34980
170 | (ii) Door stopper (Anodised aluminium) | BI01010001010000000000000515BI0100001281 | 215 | Each | 79.18 |  |  | Excess(+) | 1 | Full Conversion | INR | [40 empty] | 17023.7 | 17023.7 | INR Seventeen Thousand &Twenty Three and Paise Seventy Only | 70 | 79.18 | 15050
171 | Anodised aluminium barrel / tower / socket bolt (full covered) of approved manufactured from extruded section conforming to I.S. 204/74 fitted and fixed with cadmium plated screws: (iv) 150mm long x 10mm dia. bolt. | BI01010001010000000000000515BI0100001282 | 242 | Each | 71.27 |  |  | Excess(+) | 1 | Full Conversion | INR | [40 empty] | 17247.34 | 17247.34 | INR Seventeen Thousand Two Hundred & Forty Seven and Paise Thirty Four Only | 63 | 71.27 | 15246
172 | Anodised aluminium barrel / tower / socket bolt (full covered) of approved manufactured from extruded section conforming to I.S. 204/74 fitted and fixed with cadmium plated screws: (ix) 300mm long x 10mm dia. bolt. | BI01010001010000000000000515BI0100001283 | 85 | Each | 111.99 |  |  | Excess(+) | 1 | Full Conversion | INR | [40 empty] | 9519.15 | 9519.15 | INR Nine Thousand Five Hundred & Nineteen and Paise Fifteen Only | 99 | 111.99 | 8415
173 | Anodised aliminium D-type handle of approved quality manufactured from extruded section conforming to I.S. specification (I.S. 230/72) fitted and fixed complete: (a) With continuous plate base (Hexagonal/ Round rod) (vi) 150 mm grip x 10 mm dia rod. | BI01010001010000000000000515BI0100001284 | 165 | Each | 109.73 |  |  | Excess(+) | 1 | Full Conversion | INR | [40 empty] | 18105.45 | 18105.45 | INR Eighteen Thousand One Hundred & Five and Paise Forty Five Only | 97 | 109.73 | 16005
174 | Supplying, fitting & fixing fibre reinforced polymer (FRP) Composite door shutters as per approved design with glass fibre reinforced plastic moulded skins and a special sandwich core, so as to impart monolitaheic composite structure as per approved technology of Department of Science and Technology (DST) to satisfy IS:4020 door testing performance criteria. (i) 25 mm thick Ground Floor | BI01010001010000000000000515BI0100001285 | 245.3 | SqM | 2919.63 |  |  | Excess(+) | 1 | Full Conversion | INR | [40 empty] | 716185.24 | 716185.24 | INR Seven Lakh Sixteen Thousand One Hundred & Eighty Five and Paise Twenty Four Only | 2581 | 2919.63 | 633119.3
175 | Supplying, fitting and fixing fibre reinforced polymer (FRP) Composite door frame as per approved section with glass fibre reinforced plastic moulded skins and a special sandwich core, so as to impart monolitaheic composite structure as per approved technology of Department of Science and Technology (DST) to safisfy IS: 4020 door testing performance criteria.. (ii) 66mm x 70mm Ground Floor | BI01010001010000000000000515BI0100001286 | 162.3 | Mtr. | 504.52 |  |  | Excess(+) | 1 | Full Conversion | INR | [40 empty] | 81883.6 | 81883.6 | INR Eighty One Thousand Eight Hundred & Eighty Three and Paise Sixty Only | 446 | 504.52 | 72385.8
176 | Labour for Chipping of concrete surface before taking up Plastering work. | BI01010001010000000000000515BI0100001287 | 421.2 | SqM | 23.76 |  |  | Excess(+) | 1 | Full Conversion | INR | [40 empty] | 10007.71 | 10007.71 | INR Ten Thousand &Seven and Paise Seventy One Only | 21 | 23.76 | 8845.2
177 | Renewing worn putty of glass panes: (b) Panes exceeding 0.2 Sq.m but not exceeding 0.5 Sq.m | BI01010001010000000000000515BI0100001288 | 9216 | Each | 57.69 |  |  | Excess(+) | 1 | Full Conversion | INR | [40 empty] | 531671.04 | 531671.04 | INR Five Lakh Thirty One Thousand Six Hundred & Seventy One and Paise Four Only | 51 | 57.69 | 470016
178 | Supplying best Indian sheet glass panes set in putty and fitted and fixed with nails and putty complete. (In all floors for internal wall & upto 6 m height for external wall) (i) 3 mm thick (weighing 7.4 kg/Sq.m) | BI01010001010000000000000515BI0100001289 | 1680.48 | SqM | 539.58 |  |  | Excess(+) | 1 | Full Conversion | INR | [40 empty] | 906753.4 | 906753.4 | INR Nine Lakh Six Thousand Seven Hundred & Fifty Three and Paise Forty Only | 477 | 539.58 | 801588.96
179 | Supplying best Indian sheet glass panes set in putty and fitted and fixed with nails and putty complete. (In all floors for internal wall & upto 6 m height for external wall) (i) 4 mm thick (weighing 7.4 kg/Sq.m) | BI01010001010000000000000515BI0100001290 | 220.3 | SqM | 606.32 |  |  | Excess(+) | 1 | Full Conversion | INR | [40 empty] | 133572.3 | 133572.3 | INR One Lakh Thirty Three Thousand Five Hundred & Seventy Two and Paise Thirty Only | 536 | 606.32 | 118080.8
180 | Extra for fixing glass panes in steel window. | BI01010001010000000000000515BI0100001291 | 168.4 | SqM | 75.79 |  |  | Excess(+) | 1 | Full Conversion | INR | [40 empty] | 12763.04 | 12763.04 | INR Twelve Thousand Seven Hundred & Sixty Three and Paise Four Only | 67 | 75.79 | 11282.8
181 | Supplying profiles of required section made of Aluminium Alloy Extrusions conforming to IS: 732-1983 and IS: 1285- 1975; Annodized (with required film thickness and specified colour / natural) matt finished conforming to IS: 1868-1983 for fabrication of composit door, sliding & casement windows, partitions, formed of basic sections of any ISI embossed / certified make and brand as per direction of Engineer - In- Charge. (Payment will be made on finished length of the work). (A) In 10-12 Micron thickness Annodizing film I) Natural white a) 2- track sliding window i) Bottom frame | BI01010001010000000000000515BI0100001292 | 32 | Mtr. | 246.6 | 6976 |  | Excess(+) | 1 | Full Conversion | INR | [40 empty] | 7891.2 | 7891.2 | INR Seven Thousand Eight Hundred & Ninety One and Paise Twenty Only | 218 | 246.6 | 6976
182 | Supplying profiles of required section made of Aluminium Alloy Extrusions conforming to IS: 732-1983 and IS: 1285- 1975; Annodized (with required film thickness and specified colour / natural) matt finished conforming to IS: 1868-1983 for fabrication of composit door, sliding & casement windows, partitions, formed of basic sections of any ISI embossed / certified make and brand as per direction of Engineer - In- Charge. (Payment will be made on finished length of the work). (A) In 10-12 Micron thickness Annodizing film I) Natural white a) 2- track sliding window ii) Top and side frame. | BI01010001010000000000000515BI0100001293 | 35 | Mtr. | 220.58 |  |  | Excess(+) | 1 | Full Conversion | INR | [40 empty] | 7720.3 | 7720.3 | INR Seven Thousand Seven Hundred & Twenty and Paise Thirty Only | 195 | 220.58 | 6825
183 | Supplying profiles of required section made of Aluminium Alloy Extrusions conforming to IS: 732-1983 and IS: 1285- 1975; Annodized (with required film thickness and specified colour / natural) matt finished conforming to IS: 1868-1983 for fabrication of composit door, sliding & casement windows, partitions, formed of basic sections of any ISI embossed / certified make and brand as per direction of Engineer - In- Charge. (Payment will be made on finished length of the work). (A) In 10-12 Micron thickness Annodizing film I) Natural white b) 3- track sliding window i) Bottom frame | BI01010001010000000000000515BI0100001294 | 32 | Mtr. | 351.8 |  |  | Excess(+) | 1 | Full Conversion | INR | [40 empty] | 11257.6 | 11257.6 | INR Eleven Thousand Two Hundred & Fifty Seven and Paise Sixty Only | 311 | 351.8 | 9952
184 | Supplying profiles of required section made of Aluminium Alloy Extrusions conforming to IS: 732-1983 and IS: 1285- 1975; Annodized (with required film thickness and specified colour / natural) matt finished conforming to IS: 1868-1983 for fabrication of composit door, sliding & casement windows, partitions, formed of basic sections of any ISI embossed / certified make and brand as per direction of Engineer - In- Charge. (Payment will be made on finished length of the work). (A) In 10-12 Micron thickness Annodizing film I) Natural white b) 3- track sliding window ii) Top and side frame. | BI01010001010000000000000515BI0100001295 | 50 | Mtr. | 305.42 |  |  | Excess(+) | 1 | Full Conversion | INR | [40 empty] | 15271 | 15271 | INR Fifteen Thousand Two Hundred & Seventy One Only | 270 | 305.42 | 13500
185 | Supplying profiles of required section made of Aluminium Alloy Extrusions conforming to IS: 732-1983 and IS: 1285- 1975; Annodized (with required film thickness and specified colour / natural) matt finished conforming to IS: 1868-1983 for fabrication of composit door, sliding & casement windows, partitions, formed of basic sections of any ISI embossed / certified make and brand as per direction of Engineer - In- Charge. (Payment will be made on finished length of the work). (A) In 10-12 Micron thickness Annodizing film I) Natural white d) Shutter for all track sliding window. i) Bottom & Top member. | BI01010001010000000000000515BI0100001296 | 50 | Mtr. | 132.35 |  |  | Excess(+) | 1 | Full Conversion | INR | [40 empty] | 6617.5 | 6617.5 | INR Six Thousand Six Hundred & Seventeen and Paise Fifty Only | 117 | 132.35 | 5850
186 | Supplying profiles of required section made of Aluminium Alloy Extrusions conforming to IS: 732-1983 and IS: 1285- 1975; Annodized (with required film thickness and specified colour / natural) matt finished conforming to IS: 1868-1983 for fabrication of composit door, sliding & casement windows, partitions, formed of basic sections of any ISI embossed / certified make and brand as per direction of Engineer - In- Charge. (Payment will be made on finished length of the work). (A) In 10-12 Micron thickness Annodizing film I) Natural white d) Shutter for all track sliding window. ii) Style side member. | BI01010001010000000000000515BI0100001297 | 40 | Mtr. | 134.61 |  |  | Excess(+) | 1 | Full Conversion | INR | [40 empty] | 5384.4 | 5384.4 | INR Five Thousand Three Hundred & Eighty Four and Paise Forty Only | 119 | 134.61 | 4760
187 | Supplying profiles of required section made of Aluminium Alloy Extrusions conforming to IS: 732-1983 and IS: 1285- 1975; Annodized (with required film thickness and specified colour / natural) matt finished conforming to IS: 1868-1983 for fabrication of composit door, sliding & casement windows, partitions, formed of basic sections of any ISI embossed / certified make and brand as per direction of Engineer - In- Charge. (Payment will be made on finished length of the work). (A) In 10-12 Micron thickness Annodizing film I) Natural white d) Shutter for all track sliding window. iii) Interlock member. | BI01010001010000000000000515BI0100001298 | 20 | Mtr. | 167.42 |  |  | Excess(+) | 1 | Full Conversion | INR | [40 empty] | 3348.4 | 3348.4 | INR Three Thousand Three Hundred & Forty Eight and Paise Forty Only | 148 | 167.42 | 2960
188 | Supplying profiles of required section made of Aluminium Alloy Extrusions conforming to IS: 732-1983 and IS: 1285- 1975; Annodized (with required film thickness and specified colour / natural) matt finished conforming to IS: 1868-1983 for fabrication of composit door, sliding & casement windows, partitions, formed of basic sections of any ISI embossed / certified make and brand as per direction of Engineer - In- Charge. (Payment will be made on finished length of the work). (A) In 10-12 Micron thickness Annodizing film I) Natural white l) Rimless door. i) Top & bottom rail | BI01010001010000000000000515BI0100001299 | 15 | Mtr. | 916.27 |  |  | Excess(+) | 1 | Full Conversion | INR | [40 empty] | 13744.05 | 13744.05 | INR Thirteen Thousand Seven Hundred & Forty Four and Paise Five Only | 810 | 916.27 | 12150
189 | Labour charge for fabrication and installation of composite door, window, partitions made from annodized extruded alloy aluminium sections for the following units:- (A) Glazed aluminium sliding windows made of extruded and annodized alloy aluminium sectios, fabrications, including cutting to proper shape and size, drilling and aligning of window shutter frame fitted with in built locking arrangements, sliding rollers and other necessary fittings, fixture, adhesives and joineries along with extruded neoprine or EPDM gasketing in between window frame and masonry work (walls, column, beam.lintels etc.) as well as between glass and shutter frame for fixing glass and Polysulphide sealant and in between shutter and window frame where necessary including cutting to requisite size and fixing glass as per drawing, specification and direction of EIC. The rate includes the hire charge of all tools and plants, including all incidental charges, adhesive, joineries such as screw, cleat angle etc. but excluding the cost of extruded aluminium sections, glass, neoprene / EPDM gasket, locking arrangement and rollers. i ) 2 track sliding window. | BI01010001010000000000000515BI0100001300 | 125.2 | SqM | 787.32 |  |  | Excess(+) | 1 | Full Conversion | INR | [40 empty] | 98572.46 | 98572.46 | INR Ninety Eight Thousand Five Hundred & Seventy Two and Paise Forty Six Only | 696 | 787.32 | 87139.2
190 | Labour charge for fabrication and installation of composite door, window, partitions made from annodized extruded alloy aluminium sections for the following units:- (A) Glazed aluminium sliding windows made of extruded and annodized alloy aluminium sectios, fabrications, including cutting to proper shape and size, drilling and aligning of window shutter frame fitted with in built locking arrangements, sliding rollers and other necessary fittings, fixture, adhesives and joineries along with extruded neoprine or EPDM gasketing in between window frame and masonry work (walls, column, beam.lintels etc.) as well as between glass and shutter frame for fixing glass and Polysulphide sealant and in between shutter and window frame where necessary including cutting to requisite size and fixing glass as per drawing, specification and direction of EIC. The rate includes the hire charge of all tools and plants, including all incidental charges, adhesive, joineries such as screw, cleat angle etc. but excluding the cost of extruded aluminium sections, glass, neoprene / EPDM gasket, locking arrangement and rollers. ii ) 3 /4 track sliding window. | BI01010001010000000000000515BI0100001301 | 85.2 | SqM | 1064.46 |  |  | Excess(+) | 1 | Full Conversion | INR | [40 empty] | 90691.99 | 90691.99 | INR Ninety Thousand Six Hundred & Ninety One and Paise Ninety Nine Only | 941 | 1064.46 | 80173.2
191 | Supplying heavy duty hydraulic double action floor spring along with top pin/set of pivots conforming to IS: 6315 or any approved make as per direction of Engineer in charge. | BI01010001010000000000000515BI0100001302 | 1 | Each Set | 1955.84 |  |  | Excess(+) | 1 | Full Conversion | INR | [40 empty] | 1955.84 | 1955.84 | INR One Thousand Nine Hundred & Fifty Five and Paise Eighty Four Only | 1729 | 1955.84 | 1729
192 | Supplying PVC rollers for sliding windows as per direction of Engineer in charge. | BI01010001010000000000000515BI0100001303 | 300 | Each | 15.84 |  |  | Excess(+) | 1 | Full Conversion | INR | [40 empty] | 4752 | 4752 | INR Four Thousand Seven Hundred & Fifty Two Only | 14 | 15.84 | 4200
193 | Supplying maruti lock (100mm) | BI01010001010000000000000515BI0100001304 | 20 | Pair | 52.04 |  |  | Excess(+) | 1 | Full Conversion | INR | [40 empty] | 1040.8 | 1040.8 | INR One Thousand &Forty and Paise Eighty Only | 46 | 52.04 | 920
194 | Supplying EPDM gusket of approved make and brand as per direction of Engineer in charge. i) For sliding windows a) ' T' shaped EPDM gasket for frames. r sliding windows | BI01010001010000000000000515BI0100001305 | 842.4 | Mtr. | 14.71 |  |  | Excess(+) | 1 | Full Conversion | INR | [40 empty] | 12391.7 | 12391.7 | INR Twelve Thousand Three Hundred & Ninety One and Paise Seventy Only | 13 | 14.71 | 10951.2
195 | Supplying EPDM gusket of approved make and brand as per direction of Engineer in charge. i) For sliding windows b) 'U' shaped EPDM gasket for frames. | BI01010001010000000000000515BI0100001306 | 222.5 | Mtr. | 16.97 |  |  | Excess(+) | 1 | Full Conversion | INR | [40 empty] | 3775.83 | 3775.83 | INR Three Thousand Seven Hundred & Seventy Five and Paise Eighty Three Only | 15 | 16.97 | 3337.5
196 | Supplying bubble free float glass of approved make and brand conforming to IS: 2835-1987. i) 4mm thick clear glass. | BI01010001010000000000000515BI0100001307 | 140.4 | SqM | 450.22 |  |  | Excess(+) | 1 | Full Conversion | INR | [40 empty] | 63210.89 | 63210.89 | INR Sixty Three Thousand Two Hundred & Ten and Paise Eighty Nine Only | 398 | 450.22 | 55879.2
197 | Supplying bubble free float glass of approved make and brand conforming to IS: 2835-1987. xiii) 12mm thick cleared toughened glass coforming to IS: 2553-1992 (Part-II) | BI01010001010000000000000515BI0100001308 | 15.2 | SqM | 3659.43 |  |  | Excess(+) | 1 | Full Conversion | INR | [40 empty] | 55623.34 | 55623.34 | INR Fifty Five Thousand Six Hundred & Twenty Three and Paise Thirty Four Only | 3235 | 3659.43 | 49172
198 | Sanitary & Plumbing Works Supplying, fitting and fixing PVC pipes of approved make of Schedule 80 (medium duty) conforming to ASTMD - 1785 and threaded to match with GI Pipes as per IS : 1239 (Part - I). with all necessary accessories, specials viz. socket, bend, tee, union, cross, elbo, nipple, longscrew, reducing socket, reducing tee, short piece etc. fitted with holder bats clamps, including cutting pipes, making threads,fitting, fixing etc. complete in all respect including cost of all necessary fittings as required,jointing materials and two coats of painting with approved paint in any position above ground. (Payment will be made on the centre linemeasurements of total pipe line including all specials. No separate payment will be made for accesories, specials. Payment for painting will be made seperately) (a) For Exposed Work PVC Pipes (Dia) 25 mm | BI01010001010000000000000515BI0100001309 | 205 | Mtr. | 200.22 |  |  | Excess(+) | 1 | Full Conversion | INR | [40 empty] | 41045.1 | 41045.1 | INR Forty One Thousand &Forty Five and Paise Ten Only | 177 | 200.22 | 36285
199 | Supplying, fitting and fixing PVC pipes of approved make of Schedule 80 (medium duty) conforming to ASTMD - 1785 and threaded to match with GI Pipes as per IS : 1239 (Part - I). with all necessary accessories, specials viz. socket, bend, tee, union, cross, elbo, nipple, longscrew, reducing socket, reducing tee, short piece etc. fitted with holder bats clamps, including cutting pipes, making threads,fitting, fixing etc. complete in all respect including cost of all necessary fittings as required,jointing materials and two coats of painting with approved paint in any position above ground. (Payment will be made on the centre linemeasurements of total pipe line including all specials. No separate payment will be made for accesories, specials. Payment for painting will be made seperately) (a) For Exposed Work PVC Pipes (Dia) 32 mm | BI01010001010000000000000515BI0100001310 | 150 | Mtr. | 266.96 |  |  | Excess(+) | 1 | Full Conversion | INR | [40 empty] | 40044 | 40044 | INR Forty Thousand &Forty Four Only | 236 | 266.96 | 35400
200 | Supplying, fitting and fixing PVC pipes of approved make of Schedule 80 (medium duty) conforming to ASTMD - 1785 and threaded to match with GI Pipes as per IS : 1239 (Part - I). with all necessary accessories, specials viz. socket, bend, tee, union, cross, elbo, nipple, longscrew, reducing socket, reducing tee, short piece etc. fitted with holder bats clamps, including cutting pipes, making threads,fitting, fixing etc. complete in all respect including cost of all necessary fittings as required,jointing materials and two coats of painting with approved paint in any position above ground. (Payment will be made on the centre linemeasurements of total pipe line including all specials. No separate payment will be made for accesories, specials. Payment for painting will be made seperately) (a) For Exposed Work PVC Pipes (Dia) 40 mm | BI01010001010000000000000515BI0100001311 | 115 | Mtr. | 330.31 |  |  | Excess(+) | 1 | Full Conversion | INR | [40 empty] | 37985.65 | 37985.65 | INR Thirty Seven Thousand Nine Hundred & Eighty Five and Paise Sixty Five Only | 292 | 330.31 | 33580
201 | Supplying, fitting and fixing PVC pipes of approved make of Schedule 80 (medium duty) conforming to ASTMD - 1785 and threaded to match with GI Pipes as per IS : 1239 (Part - I). with all necessary accessories, specials viz. socket, bend, tee, union, cross, elbo, nipple, longscrew, reducing socket, reducing tee, short piece etc. fitted with holder bats clamps, including cutting pipes, making threads,fitting, fixing etc. complete in all respect including cost of all necessary fittings as required,jointing materials and two coats of painting with approved paint in any position above ground. (Payment will be made on the centre line measurements of total pipe line including all specials. No separate payment will be made for accesories, specials. Payment for painting will be made seperately) (b) For Concealed Work (Dia) 20 mm | BI01010001010000000000000515BI0100001312 | 150 | Mtr. | 178.73 |  |  | Excess(+) | 1 | Full Conversion | INR | [40 empty] | 26809.5 | 26809.5 | INR Twenty Six Thousand Eight Hundred & Nine and Paise Fifty Only | 158 | 178.73 | 23700
202 | Supplying, fitting and fixing PVC pipes of approved make of Schedule 80 (medium duty) conforming to ASTMD - 1785 and threaded to match with GI Pipes as per IS : 1239 (Part - I). with all necessary accessories, specials viz. socket, bend, tee, union, cross, elbo, nipple, longscrew, reducing socket, reducing tee, short piece etc. fitted with holder bats clamps, including cutting pipes, making threads,fitting, fixing etc. complete in all respect including cost of all necessary fittings as required,jointing materials and two coats of painting with approved paint in any position above ground. (Payment will be made on the centre line measurements of total pipe line including all specials. No separate payment will be made for accesories, specials. Payment for painting will be made seperately) (b) For Concealed Work (Dia) 25 mm | BI01010001010000000000000515BI0100001313 | 95 | Mtr. | 231.9 |  |  | Excess(+) | 1 | Full Conversion | INR | [40 empty] | 22030.5 | 22030.5 | INR Twenty Two Thousand &Thirty and Paise Fifty Only | 205 | 231.9 | 19475
203 | PTMT overhead shower ( Prayag or equivalent) (i) 75 mm round | BI01010001010000000000000515BI0100001314 | 39 | Each | 202.48 |  |  | Excess(+) | 1 | Full Conversion | INR | [40 empty] | 7896.72 | 7896.72 | INR Seven Thousand Eight Hundred & Ninety Six and Paise Seventy Two Only | 179 | 202.48 | 6981
204 | Supplying, fitting and fixing Peet's valve fullway gunmetal standard pattern best quality of approved brand bearing I.S.I. marking with fittings (tested to 21 kg per sq. cm.). (v) 40 mm dia | BI01010001010000000000000515BI0100001315 | 36 | Each | 1861.96 |  |  | Excess(+) | 1 | Full Conversion | INR | [40 empty] | 67030.56 | 67030.56 | INR Sixty Seven Thousand &Thirty and Paise Fifty Six Only | 1646 | 1861.96 | 59256
205 | Supplying, fitting and fixing Peet's valve fullway gunmetal standard pattern best quality of approved brand bearing I.S.I. marking with fittings (tested to 21 kg per sq. cm.). (vi) 32 mm dia | BI01010001010000000000000515BI0100001316 | 21 | Each | 1423.05 |  |  | Excess(+) | 1 | Full Conversion | INR | [40 empty] | 29884.05 | 29884.05 | INR Twenty Nine Thousand Eight Hundred & Eighty Four and Paise Five Only | 1258 | 1423.05 | 26418
206 | Supplying, fitting and fixing bib cock or stop cock. (e) PTMT (Polytetra Bib Cock / Stop Cock ( Prayag or equivalent) 15 mm | BI01010001010000000000000515BI0100001317 | 135 | Each | 174.2 |  |  | Excess(+) | 1 | Full Conversion | INR | [40 empty] | 23517 | 23517 | INR Twenty Three Thousand Five Hundred & Seventeen Only | 154 | 174.2 | 20790
207 | Supplying, fitting and fixing bib cock or stop cock. c)(i) Chromium plated angular stop cock with wall flange (Equivalent to Code No. 5053 & Model- Florentine of Jaguar or similar brand) | BI01010001010000000000000515BI0100001318 | 95 | Each | 921.93 |  |  | Excess(+) | 1 | Full Conversion | INR | [40 empty] | 87583.35 | 87583.35 | INR Eighty Seven Thousand Five Hundred & Eighty Three and Paise Thirty Five Only | 815 | 921.93 | 77425
208 | Supplying, fitting and fixing Shallow water closet Indian pattern (I.P.W.C.) of approved make in white vitreous chinaware in position (excluding cost of concrete for fixing). (i) 580 mm long | BI01010001010000000000000515BI0100001319 | 15 | Each | 1100.66 |  |  | Excess(+) | 1 | Full Conversion | INR | [40 empty] | 16509.9 | 16509.9 | INR Sixteen Thousand Five Hundred & Nine and Paise Ninety Only | 973 | 1100.66 | 14595
209 | Supplying, fitting and fixing 10 litre P.V.C. low-down cistern conforming to I.S. specification with P.V.C. fittings complete,C.I. brackets including two coats of painting to bracket etc. | BI01010001010000000000000515BI0100001320 | 15 | Each | 1148.17 |  |  | Excess(+) | 1 | Full Conversion | INR | [40 empty] | 17222.55 | 17222.55 | INR Seventeen Thousand Two Hundred & Twenty Two and Paise Fifty Five Only | 1015 | 1148.17 | 15225
210 | Supplying,fitting and fixing approved brand 32 mm dia.P.V.C. waste pipe, with PVC coupling at one end fitted with necessary clamps. (iv) 1050 mm long | BI01010001010000000000000515BI0100001321 | 67 | Each | 102.94 |  |  | Excess(+) | 1 | Full Conversion | INR | [40 empty] | 6896.98 | 6896.98 | INR Six Thousand Eight Hundred & Ninety Six and Paise Ninety Eight Only | 91 | 102.94 | 6097
211 | Supplying, fitting and fixing best quality Indian make mirror 5.5 mm thick with silvering as per I.S.I. specifications supported on fibre glass frame of any colour, frame size 550 mm X 400 mm | BI01010001010000000000000515BI0100001322 | 67 | Each | 693.43 |  |  | Excess(+) | 1 | Full Conversion | INR | [40 empty] | 46459.81 | 46459.81 | INR Forty Six Thousand Four Hundred & Fifty Nine and Paise Eighty One Only | 613 | 693.43 | 41071
212 | Supplying, fitting and fixing C.I. round grating. (i) 100 mm | BI01010001010000000000000515BI0100001323 | 35 | Each | 70.13 |  |  | Excess(+) | 1 | Full Conversion | INR | [40 empty] | 2454.55 | 2454.55 | INR Two Thousand Four Hundred & Fifty Four and Paise Fifty Five Only | 62 | 70.13 | 2170
213 | Supplying, fitting and fixing towel rail with two brackets. (ii) 25 mm dia. and 600 mm long | BI01010001010000000000000515BI0100001324 | 67 | Each | 486.42 |  |  | Excess(+) | 1 | Full Conversion | INR | [40 empty] | 32590.14 | 32590.14 | INR Thirty Two Thousand Five Hundred & Ninety and Paise Fourteen Only | 430 | 486.42 | 28810
214 | Supplying P.V.C. water storage tank of approved quality with closed top with lid (Black) - Multilayer (a) 2000 litre capacity | BI01010001010000000000000515BI0100001325 | 8 | Each | 11802.94 |  |  | Excess(+) | 1 | Full Conversion | INR | [40 empty] | 94423.52 | 94423.52 | INR Ninety Four Thousand Four Hundred & Twenty Three and Paise Fifty Two Only | 10434 | 11802.94 | 83472
215 | Supplying, fitting and fixing white vitreous china best quality approved make wash basin with C.I. brackets on 75 mm X 75 mm wooden blocks, C.P. waste fittings of 32 mm dia., one approved quality brass C.P. pillar cock of 15 mm dia., C.P. chain with rubber plug of 30 mm dia., approved quality P.V.C. waste pipe with C.P. nut 32 mm dia., 900 mm long approved quality P.V.C. connection pipe with heavy brass C.P. nut including mending good all damages and painting the brackets with two coats of approved paint. (ii) 550 mm X 400 mm size | BI01010001010000000000000515BI0100001326 | 4 | Each | 2497.69 |  |  | Excess(+) | 1 | Full Conversion | INR | [40 empty] | 9990.76 | 9990.76 | INR Nine Thousand Nine Hundred & Ninety and Paise Seventy Six Only | 2208 | 2497.69 | 8832
216 | Supplying, fitting and fixing Flat back urinal (half stall urinal) in white vitreous chinaware of approved make in position with brass screws on 75 mm X 75 mm X 75 mm wooden blocks complete. (i) 635 mm X 395 mm X 420 mm | BI01010001010000000000000515BI0100001327 | 1 | Each | 3245.41 |  |  | Excess(+) | 1 | Full Conversion | INR | [40 empty] | 3245.41 | 3245.41 | INR Three Thousand Two Hundred & Forty Five and Paise Forty One Only | 2869 | 3245.41 | 2869
217 | Supplying, fitting and fixing urinal flush pipe fittings of approved brand. (a) C.P. urinal flush pipe fittings range of one | BI01010001010000000000000515BI0100001328 | 2 | Each | 468.32 |  |  | Excess(+) | 1 | Full Conversion | INR | [40 empty] | 936.64 | 936.64 | INR Nine Hundred & Thirty Six and Paise Sixty Four Only | 414 | 468.32 | 828
218 | Supplying, fitting and fixing porcelain partition wall of approved make of size 618 mm X 310 mm complete in all respect. | BI01010001010000000000000515BI0100001329 | 2 | Each | 1280.52 |  |  | Excess(+) | 1 | Full Conversion | INR | [40 empty] | 2561.04 | 2561.04 | INR Two Thousand Five Hundred & Sixty One and Paise Four Only | 1132 | 1280.52 | 2264
219 | Supplying, fitting and fixing liquid soap container. (b) PTMT(Prayag or equivalent) | BI01010001010000000000000515BI0100001330 | 14 | Each | 237.55 |  |  | Excess(+) | 1 | Full Conversion | INR | [40 empty] | 3325.7 | 3325.7 | INR Three Thousand Three Hundred & Twenty Five and Paise Seventy Only | 210 | 237.55 | 2940
220 | Supplying, fitting and fixing soap holder. (a) PTMT (Prayag or equivalent) | BI01010001010000000000000515BI0100001331 | 7 | Each | 152.71 |  |  | Excess(+) | 1 | Full Conversion | INR | [40 empty] | 1068.97 | 1068.97 | INR One Thousand &Sixty Eight and Paise Ninety Seven Only | 135 | 152.71 | 945
221 | Supply of UPVC pipes (B Type) & fittings conforming to IS-13592-1992 (A) (i) Single Socketed 3 Meter Length (b) 110 mm | BI01010001010000000000000515BI0100001332 | 395 | Mtr. | 330.31 |  |  | Excess(+) | 1 | Full Conversion | INR | [40 empty] | 130472.45 | 130472.45 | INR One Lakh Thirty Thousand Four Hundred & Seventy Two and Paise Forty Five Only | 292 | 330.31 | 115340
222 | Supply of UPVC pipes (B Type) & fittings conforming to IS-13592-1992 (ii) Double Socketed 3 Meter Length (b) 110 mm | BI01010001010000000000000515BI0100001333 | 219 | Mtr. | 356.33 |  |  | Excess(+) | 1 | Full Conversion | INR | [40 empty] | 78036.27 | 78036.27 | INR Seventy Eight Thousand &Thirty Six and Paise Twenty Seven Only | 315 | 356.33 | 68985
223 | Supply of UPVC pipes (B Type) & fittings conforming to IS-13592-1992 (B) Fittings (i) Coupler (b) 110 mm | BI01010001010000000000000515BI0100001334 | 120 | Each | 96.15 |  |  | Excess(+) | 1 | Full Conversion | INR | [40 empty] | 11538 | 11538 | INR Eleven Thousand Five Hundred & Thirty Eight Only | 85 | 96.15 | 10200
224 | Supply of UPVC pipes (B Type) & fittings conforming to IS-13592-1992 (B) Fittings (i) Coupler (c) 160 mm | BI01010001010000000000000515BI0100001335 | 7 | Each | 295.24 |  |  | Excess(+) | 1 | Full Conversion | INR | [40 empty] | 2066.68 | 2066.68 | INR Two Thousand &Sixty Six and Paise Sixty Eight Only | 261 | 295.24 | 1827
225 | Supply of UPVC pipes (B Type) & fittings conforming to IS-13592-1992 (B) Fittings (ii) Plain Tee (b) 110 mm | BI01010001010000000000000515BI0100001336 | 90 | Each | 96.15 |  |  | Excess(+) | 1 | Full Conversion | INR | [40 empty] | 8653.5 | 8653.5 | INR Eight Thousand Six Hundred & Fifty Three and Paise Fifty Only | 85 | 96.15 | 7650
226 | Supply of UPVC pipes (B Type) & fittings conforming to IS-13592-1992 (B) Fittings (ii) Plain Tee (c) 160 mm | BI01010001010000000000000515BI0100001337 | 3 | Each | 296.37 |  |  | Excess(+) | 1 | Full Conversion | INR | [40 empty] | 889.11 | 889.11 | INR Eight Hundred & Eighty Nine and Paise Eleven Only | 262 | 296.37 | 786
227 | Supply of UPVC pipes (B Type) & fittings conforming to IS-13592-1992 (B) Fittings (iii) Door Tee (b) 110 mm | BI01010001010000000000000515BI0100001338 | 65 | Each | 220.58 |  |  | Excess(+) | 1 | Full Conversion | INR | [40 empty] | 14337.7 | 14337.7 | INR Fourteen Thousand Three Hundred & Thirty Seven and Paise Seventy Only | 195 | 220.58 | 12675
228 | Supply of UPVC pipes (B Type) & fittings conforming to IS-13592-1992 (B) Fittings (iii) Door Tee (c) 160 mm | BI01010001010000000000000515BI0100001339 | 31 | Each | 581.44 |  |  | Excess(+) | 1 | Full Conversion | INR | [40 empty] | 18024.64 | 18024.64 | INR Eighteen Thousand &Twenty Four and Paise Sixty Four Only | 514 | 581.44 | 15934
229 | Supply of UPVC pipes (B Type) & fittings conforming to IS-13592-1992 (B) Fittings (v) Plain Y (b) 110 mm | BI01010001010000000000000515BI0100001340 | 60 | Each | 233.03 |  |  | Excess(+) | 1 | Full Conversion | INR | [40 empty] | 13981.8 | 13981.8 | INR Thirteen Thousand Nine Hundred & Eighty One and Paise Eighty Only | 206 | 233.03 | 12360
230 | Supply of UPVC pipes (B Type) & fittings conforming to IS-13592-1992 (B) Fittings (ix) Bend 45º (b) 110 mm | BI01010001010000000000000515BI0100001341 | 69 | Each | 100.68 |  |  | Excess(+) | 1 | Full Conversion | INR | [40 empty] | 6946.92 | 6946.92 | INR Six Thousand Nine Hundred & Forty Six and Paise Ninety Two Only | 89 | 100.68 | 6141
231 | Supply of UPVC pipes (B Type) & fittings conforming to IS-13592-1992 (B) Fittings (ix) Bend 45º (c) 160 mm | BI01010001010000000000000515BI0100001342 | 2 | Each | 331.44 |  |  | Excess(+) | 1 | Full Conversion | INR | [40 empty] | 662.88 | 662.88 | INR Six Hundred & Sixty Two and Paise Eighty Eight Only | 293 | 331.44 | 586
232 | Supply of UPVC pipes (B Type) & fittings conforming to IS-13592-1992 (B) Fittings x) Bend 87.5º (b) 110 mm | BI01010001010000000000000515BI0100001343 | 56 | Each | 135.74 |  |  | Excess(+) | 1 | Full Conversion | INR | [40 empty] | 7601.44 | 7601.44 | INR Seven Thousand Six Hundred & One and Paise Forty Four Only | 120 | 135.74 | 6720
233 | Supply of UPVC pipes (B Type) & fittings conforming to IS-13592-1992 (B) Fittings x) Bend 87.5º (c) 160 mm | BI01010001010000000000000515BI0100001344 | 2 | Each | 382.35 |  |  | Excess(+) | 1 | Full Conversion | INR | [40 empty] | 764.7 | 764.7 | INR Seven Hundred & Sixty Four and Paise Seventy Only | 338 | 382.35 | 676
234 | Supply of UPVC pipes (B Type) & fittings conforming to IS-13592-1992 (B) Fittings xi) Door Bend (T.S.) (b) 110 mm | BI01010001010000000000000515BI0100001345 | 36 | Each | 166.29 |  |  | Excess(+) | 1 | Full Conversion | INR | [40 empty] | 5986.44 | 5986.44 | INR Five Thousand Nine Hundred & Eighty Six and Paise Forty Four Only | 147 | 166.29 | 5292
235 | Supply of UPVC pipes (B Type) & fittings conforming to IS-13592-1992 (B) Fittings xv) Vent Cowl (b) 110 mm | BI01010001010000000000000515BI0100001346 | 150 | Each | 37.33 |  |  | Excess(+) | 1 | Full Conversion | INR | [40 empty] | 5599.5 | 5599.5 | INR Five Thousand Five Hundred & Ninety Nine and Paise Fifty Only | 33 | 37.33 | 4950
236 | Supply of UPVC pipes (B Type) & fittings conforming to IS-13592-1992 (B) Fittings xv) Vent Cowl (c) 160 mm | BI01010001010000000000000515BI0100001347 | 40 | Each | 64.48 |  |  | Excess(+) | 1 | Full Conversion | INR | [40 empty] | 2579.2 | 2579.2 | INR Two Thousand Five Hundred & Seventy Nine and Paise Twenty Only | 57 | 64.48 | 2280
237 | Supply of UPVC pipes (B Type) & fittings conforming to IS-13592-1992 (B) Fittings xvi) Pipe Clip (b) 110 mm | BI01010001010000000000000515BI0100001348 | 460 | Each | 23.76 |  |  | Excess(+) | 1 | Full Conversion | INR | [40 empty] | 10929.6 | 10929.6 | INR Ten Thousand Nine Hundred & Twenty Nine and Paise Sixty Only | 21 | 23.76 | 9660
238 | Supply of UPVC pipes (B Type) & fittings conforming to IS-13592-1992 (B) Fittings xvi) Pipe Clip (c) 160 mm | BI01010001010000000000000515BI0100001349 | 190 | Each | 48.64 |  |  | Excess(+) | 1 | Full Conversion | INR | [40 empty] | 9241.6 | 9241.6 | INR Nine Thousand Two Hundred & Forty One and Paise Sixty Only | 43 | 48.64 | 8170
239 | Labour for fitting and fixing U.P.V.C. pipes for above ground work including cost of jointing materials etc. fitting and fixing all necessary specials, cutting pipes, cutting holes in walls or R.C. floor where necessary and mending good all damages excluding the cost of masonry or concrete work, if necessary, but including the cost and fitting and fixing holder bat clamps (any floor) or for underground work including cutting trenches upto 1.5 metre and refilling the same complete as per direction of the Engineerin- charge. (Payment will be made on centre line measurement of the total pipeline including specials. (A) Above ground (ii) 110 mm dia. | BI01010001010000000000000515BI0100001350 | 70 | Mtr. | 64.48 |  |  | Excess(+) | 1 | Full Conversion | INR | [40 empty] | 4513.6 | 4513.6 | INR Four Thousand Five Hundred & Thirteen and Paise Sixty Only | 57 | 64.48 | 3990
240 | Labour for fitting and fixing U.P.V.C. pipes for above ground work including cost of jointing materials etc. fitting and fixing all necessary specials, cutting pipes, cutting holes in walls or R.C. floor where necessary and mending good all damages excluding the cost of masonry or concrete work, if necessary, but including the cost and fitting and fixing holder bat clamps (any floor) or for underground work including cutting trenches upto 1.5 metre and refilling the same complete as per direction of the Engineerin- charge. (Payment will be made on centre line measurement of the total pipeline including specials. (A) Above ground (iii) 160 mm dia. | BI01010001010000000000000515BI0100001351 | 25 | Mtr. | 74.66 |  |  | Excess(+) | 1 | Full Conversion | INR | [40 empty] | 1866.5 | 1866.5 | INR One Thousand Eight Hundred & Sixty Six and Paise Fifty Only | 66 | 74.66 | 1650
241 | Labour for fitting and fixing U.P.V.C. pipes for above ground work including cost of jointing materials etc. fitting and fixing all necessary specials, cutting pipes, cutting holes in walls or R.C. floor where necessary and mending good all damages excluding the cost of masonry or concrete work, if necessary, but including the cost and fitting and fixing holder bat clamps (any floor) or for underground work including cutting trenches upto 1.5 metre and refilling the same complete as per direction of the Engineerin- charge. (Payment will be made on centre line measurement of the total pipeline including specials. (B) Under ground (ii) 110 mm dia. | BI01010001010000000000000515BI0100001352 | 30 | Mtr. | 95.02 |  |  | Excess(+) | 1 | Full Conversion | INR | [40 empty] | 2850.6 | 2850.6 | INR Two Thousand Eight Hundred & Fifty and Paise Sixty Only | 84 | 95.02 | 2520
242 | Labour for fitting and fixing U.P.V.C. pipes for above ground work including cost of jointing materials etc. fitting and fixing all necessary specials, cutting pipes, cutting holes in walls or R.C. floor where necessary and mending good all damages excluding the cost of masonry or concrete work, if necessary, but including the cost and fitting and fixing holder bat clamps (any floor) or for underground work including cutting trenches upto 1.5 metre and refilling the same complete as per direction of the Engineerin- charge. (Payment will be made on centre line measurement of the total pipeline including specials. (B) Under ground (iii) 160 mm dia. | BI01010001010000000000000515BI0100001353 | 10 | Mtr. | 105.2 |  |  | Excess(+) | 1 | Full Conversion | INR | [40 empty] | 1052 | 1052 | INR One Thousand &Fifty Two Only | 93 | 105.2 | 930
243 | Constructing Inspection pit of inside measurement 600mm X 600mm X upto 600mm (depth) with 250 mm thick 1st. class brick work in cement mortar (1:4) on all sides, bottom of the pit consisting of 100 mm thick cement concrete (1:3:6) with stone chips over a layer of jhama brick flat soling, 15 mm thick (1:4) cement plaster to inside walls and out-side walls upto G.L. and 20 mm.thick (1:4) plaster to bottom of the pit, providing necessary invert with cement concrete (1:3:6) with stone chips as per direction, neat cement finishing to entire internal surfaces, top of the pit covered with 100 mm thick R.C.C. slab (1:1.5:3) with stone chips and necessary reinforcements upto 1% and shuttering including 6 mm thick cement plaster (1:4) in all external surfaces of the slab and one 560 mm dia. R.C.C. manhole cover of approved make supplied, fitted and fixed in the slab with necessary fittings, necessary earthwork in excavation in all sorts of soil, filling sides of the pit with earth and removing spoils after work complete in all respect with all costs of labour and materials. i) With Pakur variety. (SAIL/TATA/RINL) | BI01010001010000000000000515BI0100001354 | 9 | Each | 8135.59 |  |  | Excess(+) | 1 | Full Conversion | INR | [40 empty] | 73220.31 | 73220.31 | INR Seventy Three Thousand Two Hundred & Twenty and Paise Thirty One Only | 7192 | 8135.59 | 64728
244 | Removing sludge from septic tank, soak well etc. by methor labour including disposal of the same outside the compound as directed. (c) Upto 50 users:- (ii) Beyond a lead of 150 metre and outside the Municipal limit | BI01010001010000000000000515BI0100001355 | 3 | Each | 3736.35 |  |  | Excess(+) | 1 | Full Conversion | INR | [40 empty] | 11209.05 | 11209.05 | INR Eleven Thousand Two Hundred & Nine and Paise Five Only | 3303 | 3736.35 | 9909
245 | Electrical Works (Schedule Items) Supply & fixing 415 volt 125 A TPN switch in S.S. enclosure with HRC fuses onLS & NL to be fixed on angle frame on wall including earthing attachment.(LT/Seimens) | BI01010001010000000000000515BI0100001356 | 6 | set | 8639.48 |  |  | Excess(+) | 1 | Full Conversion | INR | [40 empty] | 51836.88 | 51836.88 | INR Fifty One Thousand Eight Hundred & Thirty Six and Paise Eighty Eight Only | 7415 | 8639.48 | 44490
246 | Supply & fixing 4 way double door horizontal TPN MCB DB with SS enclosure (Legrand cat no 607715)(Legrand/Seimens/ABB) concealed in wall after cutting the wall & mending good the damages to original finish with earthing attachment comprising with the following. a) 125 A Four Pole MCB isolator -- -1 No. b))6 to 32 A range SP MCB. --- 12 Nos. | BI01010001010000000000000515BI0100001357 | 6 | set | 7262.29 |  |  | Excess(+) | 1 | Full Conversion | INR | [40 empty] | 43573.74 | 43573.74 | INR Forty Three Thousand Five Hundred & Seventy Three and Paise Seventy Four Only | 6233 | 7262.29 | 37398
247 | Supply & fixing SPN MCB DB (2+12) WAY (Make legrand/ Seimens/ABB) with S.S. Enclosure(Legrand cat no - 607712) concealed in wall after cutting wall & mending good the damages & earthing attachment comprising with the following: a) 40 A DP isolator - 1 No. b) 6 to 16 A range SPMCB - 12 Nos. | BI01010001010000000000000515BI0100001358 | 56 | set | 5110.29 |  |  | Excess(+) | 1 | Full Conversion | INR | [40 empty] | 286176.24 | 286176.24 | INR Two Lakh Eighty Six Thousand One Hundred & Seventy Six and Paise Twenty Four Only | 4386 | 5110.29 | 245616
248 | Supply & Fixing FP enclosure (Legrand) concealed in wall & mending good the damages to original finish incl. earthing attachment comprising with the following: a) 32 DP MCB Isolator (Legrand) - 1 nos b) 6-16 A SP MCB - 2 nos (Roof light & Stair light) | BI01010001010000000000000515BI0100001359 | 6 | set | 1186.11 |  |  | Excess(+) | 1 | Full Conversion | INR | [40 empty] | 7116.66 | 7116.66 | INR Seven Thousand One Hundred & Sixteen and Paise Sixty Six Only | 1018 | 1186.11 | 6108
249 | Supply & drawing PVC insulated (FR) Copper wire through alkathene pipe recessed in wall & mending good the damages. 2x84/0.3 (6 sqmm) + 1x56/0.3 (4 sqmm) as ECC(TPN) | BI01010001010000000000000515BI0100001360 | 200 | Mtr | 235.36 |  |  | Excess(+) | 1 | Full Conversion | INR | [40 empty] | 47072 | 47072 | INR Forty Seven Thousand &Seventy Two Only | 202 | 235.36 | 40400
250 | Supply & drawing PVC insulated (FR) Copper wire through alkathene pipe recessed in wall & mending good the damages. b) 2 X 4 + 1 X 2.5 Sqmm.(SPN) | BI01010001010000000000000515BI0100001361 | 1000 | mtr | 184.09 |  |  | Excess(+) | 1 | Full Conversion | INR | [40 empty] | 184090 | 184090 | INR One Lakh Eighty Four Thousand &Ninety Only | 158 | 184.09 | 158000
251 | Supply & drawing PVC insulated (FR) Copper wire through alkathene pipe recessed in wall & mending good the damages. d) 3 x 1.5 sq mm | BI01010001010000000000000515BI0100001362 | 500 | Mtr | 129.33 |  |  | Excess(+) | 1 | Full Conversion | INR | [40 empty] | 64665 | 64665 | INR Sixty Four Thousand Six Hundred & Sixty Five Only | 111 | 129.33 | 55500
252 | Distn. wiring in 22/0.3 (1.5 sqmm) single core stranded 'FR' PVC insulated & unsheathed single core stranded copper wire (Brand approved by EIC) in 19 mm bore, 3 mm thick polythen pipe complete with all accessories embedded in wall to light/fan/call bell points with Modular type switch (Brand approved by EIC) fixed on Modular GI switch board with top cover plate flushed in wall incl. mending good damages to original finish(Ave. run 8 mtr.) | BI01010001010000000000000515BI0100001363 | 985 | pts | 1273.49 |  |  | Excess(+) | 1 | Full Conversion | INR | [40 empty] | 1254387.65 | 1254387.65 | INR Twelve Lakh Fifty Four Thousand Three Hundred & Eighty Seven and Paise Sixty Five Only | 1093 | 1273.49 | 1076605
253 | Distn. wiring in 22/0.3 (1.5 sqmm) single core stranded 'FR' PVC insulated & unsheathed single core stranded copper wire (Brand approved by EIC) in 19 mm bore, 3 mm thick polythen pipe complete with all accessories embedded in wall to 240 V 6A 5 pin plug point incl. S&F 240 V 6A 3 pin Modular type plug socket & Modular type switch (Brand approved by EIC) incl. S&F earth continuity wire, fixed on 4 Module GI switchboard with 3/4 Module top cover plate flushed in wall incl. mending good damages to original finish a) on board | BI01010001010000000000000515BI0100001364 | 200 | pts | 290.12 |  |  | Excess(+) | 1 | Full Conversion | INR | [40 empty] | 58024 | 58024 | INR Fifty Eight Thousand &Twenty Four Only | 249 | 290.12 | 49800
254 | Distn. wiring in 22/0.3 (1.5 sqmm) single core stranded 'FR' PVC insulated & unsheathed single core stranded copper wire (Brand approved by EIC) in 19 mm bore, 3 mm thick polythen pipe complete with all accessories embedded in wall to 240 V 6A 5 pin plug point incl. S&F 240 V 6A 3 pin Modular type plug socket & Modular type switch (Brand approved by EIC) incl. S&F earth continuity wire, fixed on 4 Module GI switchboard with 3/4 Module top cover plate flushed in wall incl. mending good damages to original finish b) Ave 4.5 mtr | BI01010001010000000000000515BI0100001365 | 210 | pts | 1092.9 |  |  | Excess(+) | 1 | Full Conversion | INR | [40 empty] | 229509 | 229509 | INR Two Lakh Twenty Nine Thousand Five Hundred & Nine Only | 938 | 1092.9 | 196980
255 | Supply & fixing socket type electronics Modular socket type fan regulator (Legrand/Crabtree) including connection. | BI01010001010000000000000515BI0100001366 | 450 | each | 450.91 |  |  | Excess(+) | 1 | Full Conversion | INR | [40 empty] | 202909.5 | 202909.5 | INR Two Lakh Two Thousand Nine Hundred & Nine and Paise Fifty Only | 387 | 450.91 | 174150
256 | Fixing only single /twin fluorescent light fitting complete with all accessories directly on wall/ceiling/HW round block and suitable size of MS fastener | BI01010001010000000000000515BI0100001367 | 535 | each | 116.51 |  |  | Excess(+) | 1 | Full Conversion | INR | [40 empty] | 62332.85 | 62332.85 | INR Sixty Two Thousand Three Hundred & Thirty Two and Paise Eighty Five Only | 100 | 116.51 | 53500
257 | Earthing the installation by 50 mm dia. G.I. Pipe (ISI-M) of 3.64 mtr. Long driven to an depth of 3.65 mtr. Below the ground level including S/F 1X4 SWG. G.I. Earth wire (4 mtr. Long) with nuts bolts & washers. | BI01010001010000000000000515BI0100001368 | 12 | set | 1595.07 |  |  | Excess(+) | 1 | Full Conversion | INR | [40 empty] | 19140.84 | 19140.84 | INR Nineteen Thousand One Hundred & Forty and Paise Eighty Four Only | 1369 | 1595.07 | 16428
258 | Supplying & fixing earth busbar of galvanized (Hot Dip) MS flat 25 mm x 6 mm on wall having clearance of 6 mm from wall including providing drilled holes on the busbar complete with GI bolts, nuts, washers, spacing insulators etc. as required | BI01010001010000000000000515BI0100001369 | 6 | mtr | 181.76 |  |  | Excess(+) | 1 | Full Conversion | INR | [40 empty] | 1090.56 | 1090.56 | INR One Thousand &Ninety and Paise Fifty Six Only | 156 | 181.76 | 936
259 | Electrical Works (Non-Schedule Item) Dismentalling all existing electrical installation mending good damages and the same to the respective authority as per direction of EIC | BI01010001010000000000000515BI0100001370 | 6 | Item | 707 |  |  | Excess(+) | 1 | Full Conversion | INR | [40 empty] | 4242 | 4242 | INR Four Thousand Two Hundred & Forty Two Only | 700 | 707 | 4200
260 | Supply 2' single LED type tube light fitting complete with all acessaries directly on ceiling with HW round block & suitable size of MS fastener (Crompton, cat no - LCTL-9-CDL) | BI01010001010000000000000515BI0100001371 | 12 | set | 413.09 |  |  | Excess(+) | 1 | Full Conversion | INR | [40 empty] | 4957.08 | 4957.08 | INR Four Thousand Nine Hundred & Fifty Seven and Paise Eight Only | 409 | 413.09 | 4908
261 | Supply 4' single LED type tube light fitting complete with all acessaries directly on ceiling with HW round block & suitable size of MS fastener (Crompton, cat no - IGP131LT8-16, LTT8-20) | BI01010001010000000000000515BI0100001372 | 65 | set | 831.23 |  |  | Excess(+) | 1 | Full Conversion | INR | [40 empty] | 54029.95 | 54029.95 | INR Fifty Four Thousand &Twenty Nine and Paise Ninety Five Only | 823 | 831.23 | 53495
262 | Supply & fixing of 1200mm sweep Ceiling Fan (Orient,New Bridge, White) or equivalent as approved by the EIC,complete with all acessaries Incl S/F necy copper flex wire. | BI01010001010000000000000515BI0100001373 | 20 | each | 2232.1 |  |  | Excess(+) | 1 | Full Conversion | INR | [40 empty] | 44642 | 44642 | INR Forty Four Thousand Six Hundred & Forty Two Only | 2210 | 2232.1 | 44200
263 | Supply & fixing 9W LED night Lamp (Crompton/Philps) for batten light points | BI01010001010000000000000515BI0100001374 | 40 | Set | 181.8 |  |  | Excess(+) | 1 | Full Conversion | INR | [40 empty] | 7272 | 7272 | INR Seven Thousand Two Hundred & Seventy Two Only | 180 | 181.8 | 7200
264 | Takendown, washing, cleaning including repairing of A.C ceiling Fan, after dismantling part by part cleaning and greasing ball bearing and changing split pin / jum nut/incl.S&F ball bearing / condenser etc. as and when require & incl.Refixing the same in position. | BI01010001010000000000000515BI0100001375 | 450 | Item | 151.5 |  |  | Excess(+) | 1 | Full Conversion | INR | [40 empty] | 68175 | 68175 | INR Sixty Eight Thousand One Hundred & Seventy Five Only | 150 | 151.5 | 67500
265 | Repair, Renovation and Upgradation of Different Buildings viz. Head Quarter Barrack -1,2 & 3, Toilet Block-1 &2 of Head Quarter Barrack-1, 2 & 3 at EFR 3rd Bn. In Paschim Medinipur District. | BI01010001010000000000000515BI0100001376 | [55 empty] | 1 | Construction of chamber for 100mm sluices valve | item1 | 10 | 1 Nos
266 | Civil Works Dismantling all types of masonry excepting cement concrete plain or reinforced, stacking serviceable materials at site and removing rubbish as directed within a lead of 75 m. a) In ground floor including roof. | BI01010001010000000000000515BI0100001377 | 243.98 | CuM | 505.65 |  |  | Excess(+) | 1 | Full Conversion | INR | [40 empty] | 123368.49 | 123368.49 | INR One Lakh Twenty Three Thousand Three Hundred & Sixty Eight and Paise Forty Nine Only | 447 | 505.65 | 109059.06
267 | Dismantling all types of plain cement concrete works, stacking serviceable materials at site and removing rubbish as directed within a lead of 75 m. In ground floor including roof. (a) upto 150 mm. thick | BI01010001010000000000000515BI0100001378 | 175.01 | CuM | 1062.2 |  |  | Excess(+) | 1 | Full Conversion | INR | [40 empty] | 185895.62 | 185895.62 | INR One Lakh Eighty Five Thousand Eight Hundred & Ninety Five and Paise Sixty Two Only | 939 | 1062.2 | 164334.39
268 | Dismantling artificial stone flooring upto 50 mm. thick by carefully chiselling without damaging the base and removing rubbish as directed within a lead of 75 m. a) In ground floor including roof. | BI01010001010000000000000515BI0100001379 | 340.89 | SqM | 56.56 |  |  | Excess(+) | 1 | Full Conversion | INR | [40 empty] | 19280.74 | 19280.74 | INR Nineteen Thousand Two Hundred & Eighty and Paise Seventy Four Only | 50 | 56.56 | 17044.5
269 | (A) Filling in foundation or plinth by silver sand in layers not exceeding 150 mm as directed and consolidating the same by thorough saturation with water, ramming complete including the cost of supply of sand. (payment to be made on measurement of finished quantity) | BI01010001010000000000000515BI0100001380 | 31.68 | CuM | 424.44 |  |  | Excess(+) | 1 | Full Conversion | INR | [40 empty] | 13446.26 | 13446.26 | INR Thirteen Thousand Four Hundred & Forty Six and Paise Twenty Six Only | 375.21 | 424.44 | 11886.65
270 | Taking out carefully G.C.I. or C.I. or asbestos sheets (including ridges etc.) from roof or wall after unscrewing bolts, nuts, screws etc.and stacking the material at site as directed. (Payment to be made on measurement of portion of roof or wall removed.) | BI01010001010000000000000515BI0100001381 | 322.8 | Sq.M. | 46.38 |  |  | Excess(+) | 1 | Full Conversion | INR | [40 empty] | 14971.46 | 14971.46 | INR Fourteen Thousand Nine Hundred & Seventy One and Paise Forty Six Only | 41 | 46.38 | 13234.8
271 | Stripping off worn out plaster and raking out joints of walls, celings etc. upto any height and in any floor including removing rubbish within a lead of 75m as directed. | BI01010001010000000000000515BI0100001382 | 280.8 | Sq.M. | 21.49 |  |  | Excess(+) | 1 | Full Conversion | INR | [40 empty] | 6034.39 | 6034.39 | INR Six Thousand &Thirty Four and Paise Thirty Nine Only | 19 | 21.49 | 5335.2
272 | Removal of rubbish,earth etc. from the working site and disposal of the same beyond the compound, in conformity with the Municipal / Corporation Rules for such disposal, loading into truck and cleaning the site in all respect as per direction of Engineer in charge | BI01010001010000000000000515BI0100001383 | 212.28 | CuM | 187.78 |  |  | Excess(+) | 1 | Full Conversion | INR | [40 empty] | 39861.94 | 39861.94 | INR Thirty Nine Thousand Eight Hundred & Sixty One and Paise Ninety Four Only | 166 | 187.78 | 35238.48
273 | Labour for dismantling the necessary bases of R.C. or wooden railing post for taking out the damaged posts (scattered job) | BI01010001010000000000000515BI0100001384 | 40 | Each | 69 |  |  | Excess(+) | 1 | Full Conversion | INR | [40 empty] | 2760 | 2760 | INR Two Thousand Seven Hundred & Sixty Only | 61 | 69 | 2440
274 | Dismantling worn out wall or ceiling of Tarja or Durmamat and removing the dismantled materials as directed. | BI01010001010000000000000515BI0100001385 | 430.08 | Sq.M. | 14.71 |  |  | Excess(+) | 1 | Full Conversion | INR | [40 empty] | 6326.48 | 6326.48 | INR Six Thousand Three Hundred & Twenty Six and Paise Forty Eight Only | 13 | 14.71 | 5591.04
275 | Single Brick Flat Soling of picked jhama bricks including ramming and dressing bed to proper level and filling joints with local sand. | BI01010001010000000000000515BI0100001386 | 169.95 | Sq.M. | 389.13 |  |  | Excess(+) | 1 | Full Conversion | INR | [40 empty] | 66132.64 | 66132.64 | INR Sixty Six Thousand One Hundred & Thirty Two and Paise Sixty Four Only | 344 | 389.13 | 58462.8
276 | Brick work with 1st class bricks in cement mortar (1:6) (a) In foundation and plinth | BI01010001010000000000000515BI0100001387 | 15 | CuM | 5814.37 |  |  | Excess(+) | 1 | Full Conversion | INR | [40 empty] | 87215.55 | 87215.55 | INR Eighty Seven Thousand Two Hundred & Fifteen and Paise Fifty Five Only | 5140 | 5814.37 | 77100
277 | Brick work with 1st class bricks in cement mortar (1:6) (b) In superstructure, ground floor | BI01010001010000000000000515BI0100001388 | 30 | CuM | 6065.49 |  |  | Excess(+) | 1 | Full Conversion | INR | [40 empty] | 181964.7 | 181964.7 | INR One Lakh Eighty One Thousand Nine Hundred & Sixty Four and Paise Seventy Only | 5362 | 6065.49 | 160860
278 | 125 mm. thick brick work with 1st class bricks in cement mortar (1:4) in ground floor. | BI01010001010000000000000515BI0100001389 | 10 | SqM | 797.5 |  |  | Excess(+) | 1 | Full Conversion | INR | [40 empty] | 7975 | 7975 | INR Seven Thousand Nine Hundred & Seventy Five Only | 705 | 797.5 | 7050
279 | Making one set of scaffolding only for replacing glass panels, painting, uprooting plant and another repairing works of building and S&P works for external works only with 10 cm. dia bamboo as main posts at the rate of 1 Mtr. centre to centre and 7.5 cm. dia bamboo ties @ 0.75 Mtr. apart fitting and fixing with necessary coir, nails etc. as per direction of the Engineer-incharge. (This item should be executed only after prior approval of the Engineer-incharge). Firstly, one number to be paid and then labour rate for shifting up to further nineteenth (19) times @ 10% Each time to be considered. If necessary further after twenty times of total use, another one number new and labour rate for shifting to be considered accordingly. a) 3.90 Mtr. height | BI01010001010000000000000515BI0100001390 | 36 | Each | 315.6 |  |  | Excess(+) | 1 | Full Conversion | INR | [40 empty] | 11361.6 | 11361.6 | INR Eleven Thousand Three Hundred & Sixty One and Paise Sixty Only | 279 | 315.6 | 10044
280 | Ordinary Cement concrete (mix 1:2:4) with graded stone chips (20 mm nominal size) excluding shuttering and reinforcement,if any, in ground floor as per relevant IS codes. a) Pakur Variety | BI01010001010000000000000515BI0100001391 | 50.688 | CuM | 6099.82 |  |  | Excess(+) | 1 | Full Conversion | INR | [40 empty] | 309187.68 | 309187.68 | INR Three Lakh Nine Thousand One Hundred & Eighty Seven and Paise Sixty Eight Only | 5392.34 | 6099.82 | 273326.93
281 | Ordinary Cement concrete (mix 1:1.5:3) with graded stone chips (20 mm nominal size) excluding shuttering and reinforcement if any, in ground floor as per relevant IS codes. (i) Pakur Variety | BI01010001010000000000000515BI0100001392 | 40 | CuM | 6723.76 |  |  | Excess(+) | 1 | Full Conversion | INR | [40 empty] | 268950.4 | 268950.4 | INR Two Lakh Sixty Eight Thousand Nine Hundred & Fifty and Paise Forty Only | 5943.92 | 6723.76 | 237756.8
282 | Hire and labour charges for shuttering with centering and necessary staging upto 4 m using approved stout props and thick hard wood planks of approved thickness with required bracing for concrete slabs, beams and columns, lintels curved or straight including fitting, fixing and striking out after completion of works (upto roof of ground floor) (When the height of a particular floor is more than 4 m the equivalent floor height shall be taken as 4 m and extra for works beyond the initial 4 m ht. shall be allowed under 12 (e) for every 4 m or part thereof) (c) Steel shuttering or 9 to 12 mm thick approved quality ply board shuttering in any concrete work | BI01010001010000000000000515BI0100001393 | 110.9 | SqM | 403.84 |  |  | Excess(+) | 1 | Full Conversion | INR | [40 empty] | 44785.86 | 44785.86 | INR Forty Four Thousand Seven Hundred & Eighty Five and Paise Eighty Six Only | 357 | 403.84 | 39591.3
283 | Reinforcement for reinforced concrete work in all sorts of structures including distribution bars, stirrups, binders etc initial straightening and removal of loose rust (if necessary), cutting to requisite length, hooking and bending to correct shape, placing in proper position and binding with 16 gauge black annealed wire at every intersection, complete as per drawing and direction. (i) Tor steel/Mild Steel II. JSW/JSPL/SHYAM/ SRMB/BMASL/ELECROSTEEL/SSL | BI01010001010000000000000515BI0100001394 | 1 | MT. | 76981.55 |  |  | Excess(+) | 1 | Full Conversion | INR | [40 empty] | 76981.55 | 76981.55 | INR Seventy Six Thousand Nine Hundred & Eighty One and Paise Fifty Five Only | 68053 | 76981.55 | 68053
284 | Cleaning the concrete surface by removing dirt and debris, marking defective locations and removing loose concrete by careful stripping untill hard surface is exposed, cutting the concrete to regular shape, wire brushing the exposed surface and removing debris from site complete as per direction of the Engineer - in - Charge. | BI01010001010000000000000515BI0100001395 | 91.5 | SqM | 101.81 |  |  | Excess(+) | 1 | Full Conversion | INR | [40 empty] | 9315.62 | 9315.62 | INR Nine Thousand Three Hundred & Fifteen and Paise Sixty Two Only | 90 | 101.81 | 8235
285 | Cleaning the exposed reinforcement preferably upto full diameter by wire brush, applying two coats of polymer based rust removing compound left for 24 hours, removing the coating and then applying two (2) coats of polymer modified anti corrosive protective coating formulated to inhibit the corrosion of reinforcement as per manufacturer's specification] [Mode of measurement:The affected surface area of reinforcement shall be considered for payment] | BI01010001010000000000000515BI0100001396 | 80.7 | SqM | 887.99 |  |  | Excess(+) | 1 | Full Conversion | INR | [40 empty] | 71660.79 | 71660.79 | INR Seventy One Thousand Six Hundred & Sixty and Paise Seventy Nine Only | 785 | 887.99 | 63349.5
286 | Applying epoxy based reactive joining agent for joining the old concrete with fresh concrete to be applied within manufacturer's specified time as per manufacturers specification. (0.4 Kg / m² of concrete surface). Note: Applicable only when the full diameter of reinforcement steel is exposed. | BI01010001010000000000000515BI0100001397 | 72.5 | SqM | 349.54 |  |  | Excess(+) | 1 | Full Conversion | INR | [40 empty] | 25341.65 | 25341.65 | INR Twenty Five Thousand Three Hundred & Forty One and Paise Sixty Five Only | 309 | 349.54 | 22402.5
287 | Removing corroded worn out portion of reinforcement (when the area of bar is damaged by more than 25%) by cutting and replacing the same by a new plain round bar of requisite diameter by binding with required lap / welding with old bar, including cost of reinforcement, complete in all respect including removing unserviceable materials from site as per direction of the Engineer - in - charge. Note : Payment on weight (Kg.) of new reinforcement. | BI01010001010000000000000515BI0100001398 | 18.6 | SqM | 98.41 |  |  | Excess(+) | 1 | Full Conversion | INR | [40 empty] | 1830.43 | 1830.43 | INR One Thousand Eight Hundred & Thirty and Paise Forty Three Only | 87 | 98.41 | 1618.2
288 | Artificial stone in floor, dado, staircase etc with cement concrete (1:2:4) with stone chips, laid in panels as directed with topping made with ordinary or white cement (as necessary) and marble dust in proportion (1:2) including smooth finishing and rounding off corners including raking out joints or roughening of concrete surface and application of cement slurry before flooring works using cement @ 1.75 kg/sq.m all complete including all materials and labour. In ground floor. 3 mm. thick topping (High polishing grinding on this item is not permitted with ordinary cement). Using grey cement (ii) 25 mm. thick | BI01010001010000000000000515BI0100001399 | 460 | SqM | 304.29 |  |  | Excess(+) | 1 | Full Conversion | INR | [40 empty] | 139973.4 | 139973.4 | INR One Lakh Thirty Nine Thousand Nine Hundred & Seventy Three and Paise Forty Only | 269 | 304.29 | 123740
289 | Supplying, fitting & fixing 1st quality Ceramic tiles in walls and floors to match with the existing work & 4 nos. of key stones (10mm) fixed with araldite at the back of Each tile & finishing the joints with white cement mixed with colouring oxide if required to match the colour of tiles including roughening of concrete surface, if necessary or by synthetic adhesive & grout materials etc. (A) Floor With Sand Cement Mortar (1:4) 20 mm thick & 2 mm thick cement slurry at back side of tiles using cement @ 2.91 Kg/Sq.m & joint filling using white cement slurry @ 0.20kg/Sq.m. (a) Area of Each tile upto 0.09 Sq.m (i) Coloured decorative | BI01010001010000000000000515BI0100001400 | 40 | SqM | 831.43 |  |  | Excess(+) | 1 | Full Conversion | INR | [40 empty] | 33257.2 | 33257.2 | INR Thirty Three Thousand Two Hundred & Fifty Seven and Paise Twenty Only | 735 | 831.43 | 29400
290 | Supplying, fitting & fixing 1st quality Ceramic tiles in walls and floors to match with the existing work & 4 nos. of key stones (10mm) fixed with araldite at the back of Each tile & finishing the joints with white cement mixed with colouring oxide if required to match the colour of tiles including roughening of concrete surface, if necessary or by synthetic adhesive & grout materials etc. (B) Wall With Sand Cement Mortar (1:3) 15 mm thick & 2 mm thick cement slurry at back side of tiles using cement @ 2.91 Kg/Sq.m & joint filling using white cement slurry @ 0.20kg/Sq.m. (a) Area of Each tile upto 0.09 Sq.m (i) Coloured decorative | BI01010001010000000000000515BI0100001401 | 145 | SqM | 838.22 |  |  | Excess(+) | 1 | Full Conversion | INR | [40 empty] | 121541.9 | 121541.9 | INR One Lakh Twenty One Thousand Five Hundred & Forty One and Paise Ninety Only | 741 | 838.22 | 107445
291 | Repairing cracks in floor with cement mortar (1:2) with necessary pigment to match with existing works, including prior cutting and cleaning the cracks as directed. | BI01010001010000000000000515BI0100001402 | 19.5 | M | 7.71 |  |  | Excess(+) | 1 | Full Conversion | INR | [40 empty] | 150.35 | 150.35 | INR One Hundred & Fifty and Paise Thirty Five Only | 6.82 | 7.71 | 132.99
292 | Washing and cleaning with oxalic acid powder using 33 gms./sq.m. (b) Floor/ dado other than marble | BI01010001010000000000000515BI0100001403 | 416.39 | SqM | 6.26 |  |  | Excess(+) | 1 | Full Conversion | INR | [40 empty] | 2606.6 | 2606.6 | INR Two Thousand Six Hundred & Six and Paise Sixty Only | 5.53 | 6.26 | 2302.64
293 | M.S. structural works in roof trusses with tubular sections conforming to IS: 806-1968 & IS: 1161- 1998 cnnected to one another with bracket, gusset cleats as per design, direction of Engineer-in-charge complete including cutting to requisite size, fabrication with necessary metal arc welding conforming to IS: 816- 1969 & IS: 9595 using electrodes of approved make and brand conforming to IS:814- 2004, haulage, hoisting and erection all complete. The rate includes the cost of rolled steel section, consumables such as electrodes, gas and hire charge of all tools and plants and labour reqired for the work including all incidental chages such as electricity charges, labour insurance charges etc. Payment to be made on the basis of calculated weight of structural tubular memebrs as specified in relevent IS code in finished work. Payment for gusset, bracket, cleat may be made by adding the actual weight of such items with weight of finished structural members. The rates are considered for a height of erection 8 m. / 2nd floor level from the ground. Add 1.5 % extra over the rate for Each additional floor or 4m. beyond the initial 8 m. or part thereof. i) For trusses spanning up to 12.00 m | BI01010001010000000000000515BI0100001404 | 1 | MT. | 82522.17 |  |  | Excess(+) | 1 | Full Conversion | INR | [40 empty] | 82522.17 | 82522.17 | INR Eighty Two Thousand Five Hundred & Twenty Two and Paise Seventeen Only | 72951 | 82522.17 | 72951
294 | Galvanised corrugated iron sheet work (excluding thesupporting frame work) fitted and fixed with 10 mm. dia J or L hook-bolts, limpet and bitumen washers and putty complete with 150 mm. end lap and one corrugation minimum side lap. (Payment to be made on area of finished work)(GCI sheet to be supplied by contractor) (i) In Roof:- b) With 0.80 mm thick sheet | BI01010001010000000000000515BI0100001405 | 246.4 | Sq.M | 911.75 |  |  | Excess(+) | 1 | Full Conversion | INR | [40 empty] | 224655.2 | 224655.2 | INR Two Lakh Twenty Four Thousand Six Hundred & Fifty Five and Paise Twenty Only | 806 | 911.75 | 198598.4
295 | Galvanised iron sheet ridging fitted with necessary bolts, screws, washers etc complete.(225mm end lapping) (B) 450 mm lapping Each way (b) With 0.80 mm sheet | BI01010001010000000000000515BI0100001406 | 122 | Mtr. | 670.8 |  |  | Excess(+) | 1 | Full Conversion | INR | [40 empty] | 81837.6 | 81837.6 | INR Eighty One Thousand Eight Hundred & Thirty Seven and Paise Sixty Only | 593 | 670.8 | 72346
296 | Galvanised iron sheet eaves gutter fitted and fixed with necessary 50 mm X 6 mm M.S flat bar clamps bent to design, bolts, nuts, washers etc. complete. Eaves gutter made of 0.63 mm. sheets.(300mm End lapping) (b) 300 mm. wide gutter | BI01010001010000000000000515BI0100001407 | 120 | Mtr. | 454.74 |  |  | Excess(+) | 1 | Full Conversion | INR | [40 empty] | 54568.8 | 54568.8 | INR Fifty Four Thousand Five Hundred & Sixty Eight and Paise Eighty Only | 402 | 454.74 | 48240
297 | Fitting and fixing old pieces of asbestos, G.C.I. or C.I. sheets or plain sheets including closing old holes with washers and sheet-bolts and nuts, etc. and including fixing the same supporting frame with necessary hook-bolts, washers, putty etc. (excluding cost of sheets). (Payment to be made on area of finished work.) (ii) With all new fittings including the cost thereof. (a) In roof | BI01010001010000000000000515BI0100001408 | 67.8 | SqM | 117.64 |  |  | Excess(+) | 1 | Full Conversion | INR | [40 empty] | 7975.99 | 7975.99 | INR Seven Thousand Nine Hundred & Seventy Five and Paise Ninety Nine Only | 104 | 117.64 | 7051.2
298 | Renewing galvanised J or L hook-bolt with nut and with necessary limpet and bitumen washers, putty etc. fitted and fixed complete. (Total length of bolt upto 225 mm) (a) 10 mm dia. bolt | BI01010001010000000000000515BI0100001409 | 75 | Each | 33.94 |  |  | Excess(+) | 1 | Full Conversion | INR | [40 empty] | 2545.5 | 2545.5 | INR Two Thousand Five Hundred & Forty Five and Paise Fifty Only | 30 | 33.94 | 2250
299 | Stopping roof leakages in C.I. or G.C.I. or asbestos roofing. (iii) Closing holes in C.I. or G.C.I. or asbestos roofing with sheet bolt, limpet and bitumen washers, putty etc. | BI01010001010000000000000515BI0100001410 | 45 | Each | 18.1 |  |  | Excess(+) | 1 | Full Conversion | INR | [40 empty] | 814.5 | 814.5 | INR Eight Hundred & Fourteen and Paise Fifty Only | 16 | 18.1 | 720
300 | Welding in M.S. structural work with gas or electric: (a) Tack weld | BI01010001010000000000000515BI0100001411 | 150 | Point | 10.18 |  |  | Excess(+) | 1 | Full Conversion | INR | [40 empty] | 1527 | 1527 | INR One Thousand Five Hundred & Twenty Seven Only | 9 | 10.18 | 1350
301 | Taking out M.S. or W.I. Grills from wooden frame including cutting lugs from masonry wall and refitting the same and mending good damages after repairs. (Excluding the cost of necessary repair of damages) or doing any other necessary works. | BI01010001010000000000000515BI0100001412 | 18 | Each | 111.99 |  |  | Excess(+) | 1 | Full Conversion | INR | [40 empty] | 2015.82 | 2015.82 | INR Two Thousand &Fifteen and Paise Eighty Two Only | 99 | 111.99 | 1782
302 | Labour for taking out door and window frame including shutter for repair or replacement of different parts of the frame & refixing the same including mending good all damaes complete. (Concrete and brick work for mending damage will be paid separately) (b) Above area 2.5 Sq.m | BI01010001010000000000000515BI0100001413 | 15.75 | SqM | 165.16 |  |  | Excess(+) | 1 | Full Conversion | INR | [40 empty] | 2601.27 | 2601.27 | INR Two Thousand Six Hundred & One and Paise Twenty Seven Only | 146 | 165.16 | 2299.5
303 | Wood work in door and window frame fitted and fixed in position complete including a protective coat of painting at the contact surface of the frame exluding cost of concrete, Iron Butt Hinges and M.S clamps. (The quantum should be correted upto three decimals). (d) Sal : Local. | BI01010001010000000000000515BI0100001414 | 0.63 | CuM | 82525.56 |  |  | Excess(+) | 1 | Full Conversion | INR | [40 empty] | 51991.1 | 51991.1 | INR Fifty One Thousand Nine Hundred & Ninety One and Paise Ten Only | 72954 | 82525.56 | 45961.02
304 | Panel shutters of door and window, as per design (Each panel consisting of single plank without joint), including fitting and fixing the same in position but excluding the cost of hinge and other fittings. In ground floor. (In case of non-supply of single plank, penal rate of reduction of 20% will be made) (iii) 35mm thick shutters with 19mm thick panel of size 30 to 45 cm. (a) Ordinary Teak Wood. | BI01010001010000000000000515BI0100001415 | 31.5 | SqM | 4166.21 |  |  | Excess(+) | 1 | Full Conversion | INR | [40 empty] | 131235.62 | 131235.62 | INR One Lakh Thirty One Thousand Two Hundred & Thirty Five and Paise Sixty Two Only | 3683 | 4166.21 | 116014.5
305 | Removing loose scales, blisters etc. from old painted surface and thoroughly smoothening the surface to make the same suitable for receiving fresh coat of paint. | BI01010001010000000000000515BI0100001416 | 1137.6 | SqM | 23.76 |  |  | Excess(+) | 1 | Full Conversion | INR | [40 empty] | 27029.38 | 27029.38 | INR Twenty Seven Thousand &Twenty Nine and Paise Thirty Eight Only | 21 | 23.76 | 23889.6
306 | Removing old paint from blistered painted surface of steel or other metal by chipping including scraping and cleaning and exposing the original surface | BI01010001010000000000000515BI0100001417 | 331.2 | SqM | 54.3 |  |  | Excess(+) | 1 | Full Conversion | INR | [40 empty] | 17984.16 | 17984.16 | INR Seventeen Thousand Nine Hundred & Eighty Four and Paise Sixteen Only | 48 | 54.3 | 15897.6
307 | Removing thick layers of paint from heavily cracked and blistered painted surface of timber by careful burning with blow lamp including smoothening exposed surface of timber with pumice stone or glass and preparing the same for fresh treatment. | BI01010001010000000000000515BI0100001418 | 63 | SqM | 58.82 |  |  | Excess(+) | 1 | Full Conversion | INR | [40 empty] | 3705.66 | 3705.66 | INR Three Thousand Seven Hundred & Five and Paise Sixty Six Only | 52 | 58.82 | 3276
308 | (A) Providing and fixing of false ceiling with powder coated exposed G.I. grid suspension system (E-Grid T 2430 or equivalent load carrying capacity with mid span deflection not exceeding 1/360 span with hanger spacing of 1200mm c/c) consisting of Main Runner 3600 mm long, Cross Tee 1200 mm / 600 mm long and Wall Angle. The Wall Angle shall be fixed on PVC Dash Fasteners on theperimeter of the wall by steel screws with distance 300mm c/c. The Main Runners to be placed @ 1200 mm. The Cross Tee 1200mm will be inserted in the pre-cut slots of Main Runner at regular interval of 600 mm to form a modular grid of 1200mm X 600mm. Additional Cross Tees of 600 mm shall be placed perpendicular to the Cross Tee 1200 mm long to finally form a grid of 600 mm X 600 mm. Grid of module size 600 mm X 600 mm shall be supported by 6 mm dia G.I. wire from purlins / soffit. 6 mm thick High Pressure Steam Cured Non Asbestos Fibre Cement Standard Ceiling Board (Density > 1300 Kg/m3) of size 595 mm X 595 mm, conforming IS 14862 & Type B Category III of ISO 8336, tested as per AS-1530 part 3 & BS-476 Part 4,5,6,7 & 8, should be placed in the Grid module to form a False Ceiling. All complete as per the drawing & directions of Engineer-in-charge. In ground floor. False Ceiling (with 6mm thick Fibre Cement Standard Ceiling Board and E-Grid T-2430). | BI01010001010000000000000515BI0100001419 | 672 | Sq.M | 668.54 | 397152 |  | Excess(+) | 1 | Full Conversion | INR | [40 empty] | 449258.88 | 449258.88 | INR Four Lakh Forty Nine Thousand Two Hundred & Fifty Eight and Paise Eighty Eight Only | 591 | 668.54 | 397152
309 | Plaster (to wall, floor, ceiling etc.) with sand and cement mortar including rounding off or chamfering corners as directed and raking out joints including throating, nosing and drip course, scaffolding/staging where necessary (Ground floor).[Excluding cost of chipping over concrete surface] With 6:1 cement mortar b) 20mm thick plaster OUTSIDE Ground Floor | BI01010001010000000000000515BI0100001420 | 141 | SqM | 175.34 |  |  | Excess(+) | 1 | Full Conversion | INR | [40 empty] | 24722.94 | 24722.94 | INR Twenty Four Thousand Seven Hundred & Twenty Two and Paise Ninety Four Only | 155 | 175.34 | 21855
310 | Plaster (to wall, floor, ceiling etc.) with sand and cement mortar including rounding off or chamfering corners as directed and raking out joints including throating, nosing and drip course, scaffolding/staging where necessary (Ground floor).[Excluding cost of chipping over concrete surface] With 6:1 cement mortar b) 15mm thick plaster INSIDE Ground Floor | BI01010001010000000000000515BI0100001421 | 257.1 | SqM | 153.84 |  |  | Excess(+) | 1 | Full Conversion | INR | [40 empty] | 39552.26 | 39552.26 | INR Thirty Nine Thousand Five Hundred & Fifty Two and Paise Twenty Six Only | 136 | 153.84 | 34965.6
311 | Net Cement Punning above 1.5mm thick in Wall dado,Window Sill Floor and Drain etc Note Cement 0.152 cum 100 SqMts | BI01010001010000000000000515BI0100001422 | 122.4 | SqM | 38.46 |  |  | Excess(+) | 1 | Full Conversion | INR | [40 empty] | 4707.5 | 4707.5 | INR Four Thousand Seven Hundred & Seven and Paise Fifty Only | 34 | 38.46 | 4161.6
312 | Priming one coat on steel or other metal surface with synthetic oil bound primer of approved quality including smoothening surfaces by sand papering etc | BI01010001010000000000000515BI0100001423 | 285.2 | SqM | 32.8 |  |  | Excess(+) | 1 | Full Conversion | INR | [40 empty] | 9354.56 | 9354.56 | INR Nine Thousand Three Hundred & Fifty Four and Paise Fifty Six Only | 29 | 32.8 | 8270.8
313 | Priming one coat on timber or plastered surface with synthetic oil bound primer of approved quality including smoothening surfaces by sand papering etc. | BI01010001010000000000000515BI0100001424 | 63 | SqM | 42.99 |  |  | Excess(+) | 1 | Full Conversion | INR | [40 empty] | 2708.37 | 2708.37 | INR Two Thousand Seven Hundred & Eight and Paise Thirty Seven Only | 38 | 42.99 | 2394
314 | Painting with best quality synthetic enamel paint of approved make and brand including smoothening surface by sand papering etc. including using of approved putty etc. on the surface, if necessary : On timber or plastered surface. With super gloss (hi-gloss) - Two coats (with any shade except white) | BI01010001010000000000000515BI0100001425 | 63 | SqM | 91.63 |  |  | Excess(+) | 1 | Full Conversion | INR | [40 empty] | 5772.69 | 5772.69 | INR Five Thousand Seven Hundred & Seventy Two and Paise Sixty Nine Only | 81 | 91.63 | 5103
315 | Painting with best quality synthetic enamel paint of approved make and brand including smoothening surface by sand papering etc. including using of approved putty etc. on the surface, if necessary : On steel or other metal surface. With super gloss (hi-gloss) - Two coats (with any shade except white) | BI01010001010000000000000515BI0100001426 | 285.2 | SqM | 89.36 |  |  | Excess(+) | 1 | Full Conversion | INR | [40 empty] | 25485.47 | 25485.47 | INR Twenty Five Thousand Four Hundred & Eighty Five and Paise Forty Seven Only | 79 | 89.36 | 22530.8
316 | Cement washing including cleaning and smoothening surface thoroughly (cement to be used @15 kg./100 sq.m. of surface for one coat and @25 kg./100 sq.m of surface for two coats): External surface (Ground floor) (a) Two coat | BI01010001010000000000000515BI0100001427 | 868.9 | SqM | 16.11 |  |  | Excess(+) | 1 | Full Conversion | INR | [40 empty] | 13997.98 | 13997.98 | INR Thirteen Thousand Nine Hundred & Ninety Seven and Paise Ninety Eight Only | 14.24 | 16.11 | 12373.14
317 | Applying decorative cement based paint of approved quality after preparing the surface including scraping the same thoroughly (plastered or concrete surface) as per manufacturer's specification. In Ground floor: (i) One coat on old surface. | BI01010001010000000000000515BI0100001428 | 1011.5 | SqM | 35.07 |  |  | Excess(+) | 1 | Full Conversion | INR | [40 empty] | 35473.31 | 35473.31 | INR Thirty Five Thousand Four Hundred & Seventy Three and Paise Thirty One Only | 31 | 35.07 | 31356.5
318 | White washing including cleaning and smoothening surface thoroughly. All floors : (b) Two coats (to be done on specific instruction). | BI01010001010000000000000515BI0100001429 | 1052.8 | SqM | 20.52 |  |  | Excess(+) | 1 | Full Conversion | INR | [40 empty] | 21603.46 | 21603.46 | INR Twenty One Thousand Six Hundred & Three and Paise Forty Six Only | 18.14 | 20.52 | 19097.79
319 | Supplying, fitting and fixing M.S. clamps for door and window frame made of flat bent bar, end bifurcated with necessary screws etc. by cement concrete(1:2:4) as per direction. (Cost of concrete will be paid separately) (b) 40mm X 6mm, 200mm Length | BI01010001010000000000000515BI0100001430 | 102 | Each | 28.28 |  |  | Excess(+) | 1 | Full Conversion | INR | [40 empty] | 2884.56 | 2884.56 | INR Two Thousand Eight Hundred & Eighty Four and Paise Fifty Six Only | 25 | 28.28 | 2550
320 | Iron butt hinges of approved quality fitted and fixed with steelscrews, with ISI mark. (vi) 100mm. X 50mm. X 1.25mm. | BI01010001010000000000000515BI0100001431 | 82 | Each | 48.64 |  |  | Excess(+) | 1 | Full Conversion | INR | [40 empty] | 3988.48 | 3988.48 | INR Three Thousand Nine Hundred & Eighty Eight and Paise Forty Eight Only | 43 | 48.64 | 3526
321 | i) Iron hasp bolt of approved quality fitted and fixed complete (oxidised) with 16mm dia rod with centre bolt and round fitting. (b) 250mm long. | BI01010001010000000000000515BI0100001432 | 35 | Each | 179.86 |  |  | Excess(+) | 1 | Full Conversion | INR | [40 empty] | 6295.1 | 6295.1 | INR Six Thousand Two Hundred & Ninety Five and Paise Ten Only | 159 | 179.86 | 5565
322 | (ii) Door stopper (Anodised aluminium) | BI01010001010000000000000515BI0100001433 | 15 | Each | 79.18 |  |  | Excess(+) | 1 | Full Conversion | INR | [40 empty] | 1187.7 | 1187.7 | INR One Thousand One Hundred & Eighty Seven and Paise Seventy Only | 70 | 79.18 | 1050
323 | Anodised aluminium barrel / tower / socket bolt (full covered) of approved manufactured from extruded section conforming to I.S. 204/74 fitted and fixed with cadmium plated screws: (iv) 150mm long x 10mm dia. bolt. | BI01010001010000000000000515BI0100001434 | 30 | Each | 71.27 |  |  | Excess(+) | 1 | Full Conversion | INR | [40 empty] | 2138.1 | 2138.1 | INR Two Thousand One Hundred & Thirty Eight and Paise Ten Only | 63 | 71.27 | 1890
324 | Anodised aluminium barrel / tower / socket bolt (full covered) of approved manufactured from extruded section conforming to I.S. 204/74 fitted and fixed with cadmium plated screws: (ix) 300mm long x 10mm dia. bolt. | BI01010001010000000000000515BI0100001435 | 12 | Each | 111.99 |  |  | Excess(+) | 1 | Full Conversion | INR | [40 empty] | 1343.88 | 1343.88 | INR One Thousand Three Hundred & Forty Three and Paise Eighty Eight Only | 99 | 111.99 | 1188
325 | Anodised aliminium D-type handle of approved quality manufactured from extruded section conforming to I.S. specification (I.S. 230/72) fitted and fixed complete: (a) With continuous plate base (Hexagonal/ Round rod) (vi) 150 mm grip x 10 mm dia rod. | BI01010001010000000000000515BI0100001436 | 42 | Each | 109.73 |  |  | Excess(+) | 1 | Full Conversion | INR | [40 empty] | 4608.66 | 4608.66 | INR Four Thousand Six Hundred & Eight and Paise Sixty Six Only | 97 | 109.73 | 4074
326 | Supplying, fitting & fixing fibre reinforced polymer (FRP) Composite door shutters as per approved design with glass fibre reinforced plastic moulded skins and a special sandwich core, so as to impart monolitaheic composite structure as per approved technology of Department of Science and Technology (DST) to satisfy IS:4020 door testing performance criteria. (i) 25 mm thick Ground Floor | BI01010001010000000000000515BI0100001437 | 32.4 | SqM | 2919.63 |  |  | Excess(+) | 1 | Full Conversion | INR | [40 empty] | 94596.01 | 94596.01 | INR Ninety Four Thousand Five Hundred & Ninety Six and Paise One Only | 2581 | 2919.63 | 83624.4
327 | Supplying, fitting and fixing fibre reinforced polymer (FRP) Composite door frame as per approved section with glass fibre reinforced plastic moulded skins and a special sandwich core, so as to impart monolitaheic composite structure as per approved technology of Department of Science and Technology (DST) to safisfy IS: 4020 door testing performance criteria.. (ii) 66mm x 70mm Ground Floor | BI01010001010000000000000515BI0100001438 | 143.55 | Mtr. | 504.52 |  |  | Excess(+) | 1 | Full Conversion | INR | [40 empty] | 72423.85 | 72423.85 | INR Seventy Two Thousand Four Hundred & Twenty Three and Paise Eighty Five Only | 446 | 504.52 | 64023.3
328 | Labour for Chipping of concrete surface before taking up Plastering work. | BI01010001010000000000000515BI0100001439 | 75.5 | SqM | 23.76 |  |  | Excess(+) | 1 | Full Conversion | INR | [40 empty] | 1793.88 | 1793.88 | INR One Thousand Seven Hundred & Ninety Three and Paise Eighty Eight Only | 21 | 23.76 | 1585.5
329 | Supplying best Indian sheet glass panes set in putty and fitted and fixed with nails and putty complete. (In all floors for internal wall & upto 6 m height for external wall) (i) 4 mm thick | BI01010001010000000000000515BI0100001440 | 280.8 | SqM | 606.32 |  |  | Excess(+) | 1 | Full Conversion | INR | [40 empty] | 170254.66 | 170254.66 | INR One Lakh Seventy Thousand Two Hundred & Fifty Four and Paise Sixty Six Only | 536 | 606.32 | 150508.8
330 | Extra for fixing glass panes in steel window. | BI01010001010000000000000515BI0100001441 | 280.8 | SqM | 75.79 |  |  | Excess(+) | 1 | Full Conversion | INR | [40 empty] | 21281.83 | 21281.83 | INR Twenty One Thousand Two Hundred & Eighty One and Paise Eighty Three Only | 67 | 75.79 | 18813.6
331 | Sanitary & Plumbing Works Supplying, fitting and fixing PVC pipes of approved make of Schedule 80 (medium duty) conforming to ASTMD - 1785 and threaded to match with GI Pipes as per IS : 1239 (Part - I). with all necessary accessories, specials viz. socket, bend, tee, union, cross, elbo, nipple, longscrew, reducing socket, reducing tee, short piece etc. fitted with holder bats clamps, including cutting pipes, making threads,fitting, fixing etc. complete in all respect including cost of all necessary fittings as required,jointing materials and two coats of painting with approved paint in any position above ground. (Payment will be made on the centre line measurements of total pipe line including all specials. No separate payment will be made for accesories, specials. Payment for painting will be made seperately) (a) For Exposed Work PVC Pipes (Dia) 25 mm | BI01010001010000000000000515BI0100001442 | 30 | Mtr. | 200.22 |  |  | Excess(+) | 1 | Full Conversion | INR | [40 empty] | 6006.6 | 6006.6 | INR Six Thousand &Six and Paise Sixty Only | 177 | 200.22 | 5310
332 | Supplying, fitting and fixing PVC pipes of approved make of Schedule 80 (medium duty) conforming to ASTMD - 1785 and threaded to match with GI Pipes as per IS : 1239 (Part - I). with all necessary accessories, specials viz. socket, bend, tee, union, cross, elbo, nipple, longscrew, reducing socket, reducing tee, short piece etc. fitted with holder bats clamps, including cutting pipes, making threads,fitting, fixing etc. complete in all respect including cost of all necessary fittings as required,jointing materials and two coats of painting with approved paint in any position above ground. (Payment will be made on the centre line measurements of total pipe line including all specials. No separate payment will be made for accesories, specials. Payment for painting will be made seperately) (a) For Exposed Work PVC Pipes (Dia) 32 mm | BI01010001010000000000000515BI0100001443 | 45 | Mtr. | 266.96 |  |  | Excess(+) | 1 | Full Conversion | INR | [40 empty] | 12013.2 | 12013.2 | INR Twelve Thousand &Thirteen and Paise Twenty Only | 236 | 266.96 | 10620
333 | Supplying, fitting and fixing PVC pipes of approved make of Schedule 80 (medium duty) conforming to ASTMD - 1785 and threaded to match with GI Pipes as per IS : 1239 (Part - I). with all necessary accessories, specials viz. socket, bend, tee, union, cross, elbo, nipple, longscrew, reducing socket, reducing tee, short piece etc. fitted with holder bats clamps, including cutting pipes, making threads,fitting, fixing etc. complete in all respect including cost of all necessary fittings as required,jointing materials and two coats of painting with approved paint in any position above ground. (Payment will be made on the centre line measurements of total pipe line including all specials. No separate payment will be made for accesories, specials. Payment for painting will be made seperately) (a) For Exposed Work PVC Pipes (Dia) 40 mm | BI01010001010000000000000515BI0100001444 | 10 | Mtr. | 330.31 |  |  | Excess(+) | 1 | Full Conversion | INR | [40 empty] | 3303.1 | 3303.1 | INR Three Thousand Three Hundred & Three and Paise Ten Only | 292 | 330.31 | 2920
334 | Supplying, fitting and fixing PVC pipes of approved make of Schedule 80 (medium duty) conforming to ASTMD - 1785 and threaded to match with GI Pipes as per IS : 1239 (Part - I). with all necessary accessories, specials viz. socket, bend, tee, union, cross, elbo, nipple, longscrew, reducing socket, reducing tee, short piece etc. fitted with holder bats clamps, including cutting pipes, making threads,fitting, fixing etc. complete in all respect including cost of all necessary fittings as required,jointing materials and two coats of painting with approved paint in any position above ground. (Payment will be made on the centre line measurements of total pipe line including all specials. No separate payment will be made for accesories, specials. Payment for painting will be made seperately) (b) For Concealed Work (Dia) 20 mm | BI01010001010000000000000515BI0100001445 | 132 | Mtr. | 178.73 |  |  | Excess(+) | 1 | Full Conversion | INR | [40 empty] | 23592.36 | 23592.36 | INR Twenty Three Thousand Five Hundred & Ninety Two and Paise Thirty Six Only | 158 | 178.73 | 20856
335 | Supplying, fitting and fixing PVC pipes of approved make of Schedule 80 (medium duty) conforming to ASTMD - 1785 and threaded to match with GI Pipes as per IS : 1239 (Part - I). with all necessary accessories, specials viz. socket, bend, tee, union, cross, elbo, nipple, longscrew, reducing socket, reducing tee, short piece etc. fitted with holder bats clamps, including cutting pipes, making threads,fitting, fixing etc. complete in all respect including cost of all necessary fittings as required,jointing materials and two coats of painting with approved paint in any position above ground. (Payment will be made on the centre line measurements of total pipe line including all specials. No separate payment will be made for accesories, specials. Payment for painting will be made seperately) (b) For Concealed Work (Dia) 25 mm | BI01010001010000000000000515BI0100001446 | 75 | Mtr. | 231.9 |  |  | Excess(+) | 1 | Full Conversion | INR | [40 empty] | 17392.5 | 17392.5 | INR Seventeen Thousand Three Hundred & Ninety Two and Paise Fifty Only | 205 | 231.9 | 15375
336 | Supplying, fitting and fixing Peet's valve fullway gunmetal standard pattern best quality of approved brand bearing I.S.I. marking with fittings (tested to 21 kg per sq. cm.). (vi) 32 mm dia | BI01010001010000000000000515BI0100001447 | 7 | Each | 1423.05 |  |  | Excess(+) | 1 | Full Conversion | INR | [40 empty] | 9961.35 | 9961.35 | INR Nine Thousand Nine Hundred & Sixty One and Paise Thirty Five Only | 1258 | 1423.05 | 8806
337 | Supplying, fitting and fixing bib cock or stop cock. (e) PTMT (Polytetra Bib Cock / Stop Cock ( Prayag or equivalent) 15 mm | BI01010001010000000000000515BI0100001448 | 26 | Each | 174.2 |  |  | Excess(+) | 1 | Full Conversion | INR | [40 empty] | 4529.2 | 4529.2 | INR Four Thousand Five Hundred & Twenty Nine and Paise Twenty Only | 154 | 174.2 | 4004
338 | Supplying, fitting and fixing bib cock or stop cock. (c)(i) Chromium plated angular stop cock with wall flange (Equivalent to Code No. 5053 & Model- Florentine of Jaguar or similar brand) | BI01010001010000000000000515BI0100001449 | 26 | Each | 921.93 |  |  | Excess(+) | 1 | Full Conversion | INR | [40 empty] | 23970.18 | 23970.18 | INR Twenty Three Thousand Nine Hundred & Seventy and Paise Eighteen Only | 815 | 921.93 | 21190
339 | Supplying, fitting and fixing Shallow water closet Indian pattern (I.P.W.C.) of approved make in white vitreous chinaware in position (excluding cost of concrete for fixing). (i) 580 mm long | BI01010001010000000000000515BI0100001450 | 20 | Each | 1100.66 |  |  | Excess(+) | 1 | Full Conversion | INR | [40 empty] | 22013.2 | 22013.2 | INR Twenty Two Thousand &Thirteen and Paise Twenty Only | 973 | 1100.66 | 19460
340 | Supplying, fitting and fixing 10 litre P.V.C. low-down cistern conforming to I.S. specification with P.V.C. fittings complete,C.I. brackets including two coats of painting to bracket etc. | BI01010001010000000000000515BI0100001451 | 20 | Each | 1148.17 |  |  | Excess(+) | 1 | Full Conversion | INR | [40 empty] | 22963.4 | 22963.4 | INR Twenty Two Thousand Nine Hundred & Sixty Three and Paise Forty Only | 1015 | 1148.17 | 20300
341 | Supplying, fitting and fixing soap holder. (a) PTMT (Prayag or equivalent) | BI01010001010000000000000515BI0100001452 | 20 | Each | 152.71 |  |  | Excess(+) | 1 | Full Conversion | INR | [40 empty] | 3054.2 | 3054.2 | INR Three Thousand &Fifty Four and Paise Twenty Only | 135 | 152.71 | 2700
342 | Supplying, fitting and fixing towel rail with two brackets. (ii) 25 mm dia. and 600 mm long | BI01010001010000000000000515BI0100001453 | 20 | Each | 486.42 |  |  | Excess(+) | 1 | Full Conversion | INR | [40 empty] | 9728.4 | 9728.4 | INR Nine Thousand Seven Hundred & Twenty Eight and Paise Forty Only | 430 | 486.42 | 8600
343 | Supplying P.V.C. water storage tank of approved quality with closed top with lid (Black) - Multilayer (a) 500 litre capacity | BI01010001010000000000000515BI0100001454 | 2 | Each | 2923.02 |  |  | Excess(+) | 1 | Full Conversion | INR | [40 empty] | 5846.04 | 5846.04 | INR Five Thousand Eight Hundred & Forty Six and Paise Four Only | 2584 | 2923.02 | 5168
344 | Supplying, fitting and fixing white vitreous china best quality approved make wash basin with C.I. brackets on 75 mm X 75 mm wooden blocks, C.P. waste fittings of 32 mm dia., one approved quality brass C.P. pillar cock of 15 mm dia., C.P. chain with rubber plug of 30 mm dia., approved quality P.V.C. waste pipe with C.P. nut 32 mm dia., 900 mm long approved quality P.V.C. connection pipe with heavy brass C.P. nut including mending good all damages and painting the brackets with two coats of approved paint. (ii) 550 mm X 400 mm size | BI01010001010000000000000515BI0100001455 | 3 | Each | 2497.69 |  |  | Excess(+) | 1 | Full Conversion | INR | [40 empty] | 7493.07 | 7493.07 | INR Seven Thousand Four Hundred & Ninety Three and Paise Seven Only | 2208 | 2497.69 | 6624
345 | Supplying, fitting and fixing best quality Indian make mirror 5.5 mm thick with silvering as per I.S.I. specifications supported on fibre glass frame of any colour, frame size 550 mm X 400 mm | BI01010001010000000000000515BI0100001456 | 3 | Each | 693.43 |  |  | Excess(+) | 1 | Full Conversion | INR | [40 empty] | 2080.29 | 2080.29 | INR Two Thousand &Eighty and Paise Twenty Nine Only | 613 | 693.43 | 1839
346 | Supplying, fitting and fixing liquid soap container. (b) PTMT(Prayag or equivalent) | BI01010001010000000000000515BI0100001457 | 3 | Each | 237.55 |  |  | Excess(+) | 1 | Full Conversion | INR | [40 empty] | 712.65 | 712.65 | INR Seven Hundred & Twelve and Paise Sixty Five Only | 210 | 237.55 | 630
347 | Supply of UPVC pipes (B Type) & fittings conforming to IS-13592-1992 (A) (i) Single Socketed 3 Meter Length (b) 110 mm | BI01010001010000000000000515BI0100001458 | 115 | Mtr. | 330.31 |  |  | Excess(+) | 1 | Full Conversion | INR | [40 empty] | 37985.65 | 37985.65 | INR Thirty Seven Thousand Nine Hundred & Eighty Five and Paise Sixty Five Only | 292 | 330.31 | 33580
348 | Supply of UPVC pipes (B Type) & fittings conforming to IS-13592-1992 (A) (ii) Double Socketed 3 Meter Length (b) 110 mm | BI01010001010000000000000515BI0100001459 | 30 | Mtr. | 356.33 |  |  | Excess(+) | 1 | Full Conversion | INR | [40 empty] | 10689.9 | 10689.9 | INR Ten Thousand Six Hundred & Eighty Nine and Paise Ninety Only | 315 | 356.33 | 9450
349 | Supply of UPVC pipes (B Type) & fittings conforming to IS-13592-1992 (B) Fittings (i) Coupler (b) 110 mm | BI01010001010000000000000515BI0100001460 | 29 | Each | 96.15 |  |  | Excess(+) | 1 | Full Conversion | INR | [40 empty] | 2788.35 | 2788.35 | INR Two Thousand Seven Hundred & Eighty Eight and Paise Thirty Five Only | 85 | 96.15 | 2465
350 | Supply of UPVC pipes (B Type) & fittings conforming to IS-13592-1992 (B) Fittings (ii) Plain Tee (b) 110 mm | BI01010001010000000000000515BI0100001461 | 6 | Each | 96.15 |  |  | Excess(+) | 1 | Full Conversion | INR | [40 empty] | 576.9 | 576.9 | INR Five Hundred & Seventy Six and Paise Ninety Only | 85 | 96.15 | 510
351 | Supply of UPVC pipes (B Type) & fittings conforming to IS-13592-1992 (B) Fittings (iii) Door Tee (b) 110 mm | BI01010001010000000000000515BI0100001462 | 16 | Each | 220.58 |  |  | Excess(+) | 1 | Full Conversion | INR | [40 empty] | 3529.28 | 3529.28 | INR Three Thousand Five Hundred & Twenty Nine and Paise Twenty Eight Only | 195 | 220.58 | 3120
352 | Supply of UPVC pipes (B Type) & fittings conforming to IS-13592-1992 (B) Fittings ix) Bend 45º (b) 110 mm | BI01010001010000000000000515BI0100001463 | 23 | Each | 100.68 |  |  | Excess(+) | 1 | Full Conversion | INR | [40 empty] | 2315.64 | 2315.64 | INR Two Thousand Three Hundred & Fifteen and Paise Sixty Four Only | 89 | 100.68 | 2047
353 | Supply of UPVC pipes (B Type) & fittings conforming to IS-13592-1992 (B) Fittings x) Bend 87.5º (b) 110 mm | BI01010001010000000000000515BI0100001464 | 15 | Each | 135.74 |  |  | Excess(+) | 1 | Full Conversion | INR | [40 empty] | 2036.1 | 2036.1 | INR Two Thousand &Thirty Six and Paise Ten Only | 120 | 135.74 | 1800
354 | Supply of UPVC pipes (B Type) & fittings conforming to IS-13592-1992 (B) Fittings xi) Door Bend (T.S.) (b) 110 mm | BI01010001010000000000000515BI0100001465 | 10 | Each | 166.29 |  |  | Excess(+) | 1 | Full Conversion | INR | [40 empty] | 1662.9 | 1662.9 | INR One Thousand Six Hundred & Sixty Two and Paise Ninety Only | 147 | 166.29 | 1470
355 | Supply of UPVC pipes (B Type) & fittings conforming to IS-13592-1992 (B) Fittings xv) Vent Cowl (b) 110 mm | BI01010001010000000000000515BI0100001466 | 29 | Each | 37.33 |  |  | Excess(+) | 1 | Full Conversion | INR | [40 empty] | 1082.57 | 1082.57 | INR One Thousand &Eighty Two and Paise Fifty Seven Only | 33 | 37.33 | 957
356 | Supply of UPVC pipes (B Type) & fittings conforming to IS-13592-1992 (B) Fittings xvi) Pipe Clip (b) 110 mm | BI01010001010000000000000515BI0100001467 | 170 | Each | 23.76 |  |  | Excess(+) | 1 | Full Conversion | INR | [40 empty] | 4039.2 | 4039.2 | INR Four Thousand &Thirty Nine and Paise Twenty Only | 21 | 23.76 | 3570
357 | Labour for fitting and fixing U.P.V.C. pipes for above ground work including cost of jointing materials etc. fitting and fixing all necessary specials, cutting pipes, cutting holes in walls or R.C. floor where necessary and mending good all damages excluding the cost of masonry or concrete work, if necessary, but including the cost and fitting and fixing holder bat clamps (any floor) or for underground work including cutting trenches upto 1.5 Mtr. and refilling the same complete as per direction of the Engineerin- charge. (Payment will be made on centre line measurement of the total pipeline including specials. (A) Above ground (ii) 110 mm dia. | BI01010001010000000000000515BI0100001468 | 160 | Mtr. | 64.48 |  |  | Excess(+) | 1 | Full Conversion | INR | [40 empty] | 10316.8 | 10316.8 | INR Ten Thousand Three Hundred & Sixteen and Paise Eighty Only | 57 | 64.48 | 9120
358 | Constructing Inspection pit of inside measurement 600mm X 600mm X upto 600mm (depth) with 250 mm thick 1st. class brick work in cement mortar (1:4) on all sides, bottom of the pit consisting of 100 mm thick cement concrete (1:3:6) with stone chips over a layer of jhama brick flat soling, 15 mm thick (1:4) cement plaster to inside walls and out-side walls upto G.L. and 20 mm.thick (1:4) plaster to bottom of the pit, providing necessary invert with cement concrete (1:3:6) with stone chips as per direction, neat cement finishing to entire internal surfaces, top of the pit covered with 100 mm thick R.C.C. slab (1:1.5:3) with stone chips and necessary reinforcements upto 1% and shuttering including 6 mm thick cement plaster (1:4) in all external surfaces of the slab and one 560 mm dia. R.C.C. manhole cover of approved make supplied, fitted and fixed in the slab with necessary fittings, necessary earthwork in excavation in all sorts of soil, filling sides of the pit with earth and removing spoils after work complete in all respect with all costs of labour and materials. i) With Pakur variety. (SAIL/TATA/RINL) | BI01010001010000000000000515BI0100001469 | 4 | Each | 8135.59 |  |  | Excess(+) | 1 | Full Conversion | INR | [40 empty] | 32542.36 | 32542.36 | INR Thirty Two Thousand Five Hundred & Forty Two and Paise Thirty Six Only | 7192 | 8135.59 | 28768
359 | Construction of septic tank of different capacities as per approved drawing with 1st class brick work in cement mortar (1:4) including two 560 mm dia. R.C.C. manhole cover(heavy type)of approved make supplied, fitted and fixed in the 100mm thick R.C.C (1:1.5:3) top slab with necessary fittings, 20mm thick cement plaster (4 : 1) with neat cement finish to the internal surfaces and 15 mm thick cement plaster (4 : 1) to outside wall upto 200 mm below G.L floor finished with 25 mm thick grey artificial stone over 100 mm thick R.C.C(1:1.5:3) bottom slab including supplying, fitting and fixing all necessry specials, fittings, S.W. tees, C.I. foot rest etc. including excavation earth in all sorts of soil, shoring, bailing out and pumping out water as necessary, ramming, dressing the bed and fefilling the sides of the tanks with earth, removing spoils, filling up the chamber with clear water, removing foreign materials from the chamber and including constructing attached inspection pit as per approved drawing and connecting all necessary pipes, joints etc. with internal plaster work and artificial stone flooring is to be done with admixture of water proofing compound @ 0.5% by weight of cement with all costs of labour and materials. Note:- (i) Finished level of Septic Tank should be 400 mm. from Ground Level. (ii) Height of 50 mm. Ventilation pipe &Mosquito proof mesh, should be follwed as per IS:2470,Part- I.Payment will be made separetly on the basis of actual height based on relevant I.S.Code. (iv) For 50 users A) With Pakur variety. (SAIL/TATA/RINL) | BI01010001010000000000000515BI0100001470 | 2 | Each | 102472.01 |  |  | Excess(+) | 1 | Full Conversion | INR | [40 empty] | 204944.02 | 204944.02 | INR Two Lakh Four Thousand Nine Hundred & Forty Four and Paise Two Only | 90587 | 102472.01 | 181174
360 | Construction of circular soak well 2.5 Mtr. deep in all types of sandy soils with dry brick work upto 1.6 Mtr. from the bottom having 150 mm intermediate cement brick work (1:4) band all round and cement brick work (1:4) upto 0.90 Mtr. from top with 20mm thick cement plastering (1:4) to inside face upto the depth of cement brick work, 15mm thick cement plaster (1:4) on outer face from top of the well upto G.L. and 6 mm thick cement plaster (1:4) on top of the R.C.C. cover slab including filling bottom 1.00 Mtr. of inside of the well with brick metal (50 mm to 63 mm size) including R.C.C. cover slab of 100 mm thick with cement conc (1:1.5:3) with stone chips with necessary reinforcement and shuttering including one 560 mm dia. R.C.C. manhole cover (heavy type)of approved make supplied, fitted and fixed in the cover slab with necessary fittings, making nacessary arrangements for pipe connections, excavation of well including shoring, dewatering and removing the exess earth from the premises as per direction complete in all respect with all costs of labour and materials. With 250 mm thick dry brick work and 250 mm thick cement brick work (1:6) and 1.00m inside dia. (SAIL/TATA/RINL) | BI01010001010000000000000515BI0100001471 | 2 | Each | 18388.79 |  |  | Excess(+) | 1 | Full Conversion | INR | [40 empty] | 36777.58 | 36777.58 | INR Thirty Six Thousand Seven Hundred & Seventy Seven and Paise Fifty Eight Only | 16256 | 18388.79 | 32512
361 | Electrical Works (Schedule Items) Supply & fixing 415 volt 63 A TPN switch in S.S. enclosure with HRC fuses onLS & NL to be fixed on angle frame on wall including earthing attachment.(LT/Seimens) | BI01010001010000000000000515BI0100001472 | 3 | set | 4814.34 |  |  | Excess(+) | 1 | Full Conversion | INR | [40 empty] | 14443.02 | 14443.02 | INR Fourteen Thousand Four Hundred & Forty Three and Paise Two Only | 4132 | 4814.34 | 12396
362 | Supply & fixing 4 way double door horizontal TPN MCB DB with SS enclosure (Legrand cat no 607715)(Legrand/Seimens/ABB) concealed in wall after cutting the wall & mending good the damages to original finish with earthing attachment comprising with the following. a) 63 A Four Pole MCB isolator -- -1 No. b))6 to 32 A range SP MCB. --- 12 Nos. | BI01010001010000000000000515BI0100001473 | 3 | set | 7058.39 |  |  | Excess(+) | 1 | Full Conversion | INR | [40 empty] | 21175.17 | 21175.17 | INR Twenty One Thousand One Hundred & Seventy Five and Paise Seventeen Only | 6058 | 7058.39 | 18174
363 | Supply & fixing SPN MCB DB (2+12) WAY (Make legrand/ Seimens/ABB) with S.S. Enclosure(Legrand cat no - 607712) concealed in wall after cutting wall & mending good the damages & earthing attachment comprising with the following: a) 40 A DP isolator - 1 No. b) 6 to 16 A range SPMCB - 12 Nos. | BI01010001010000000000000515BI0100001474 | 6 | set | 5110.29 |  |  | Excess(+) | 1 | Full Conversion | INR | [40 empty] | 30661.74 | 30661.74 | INR Thirty Thousand Six Hundred & Sixty One and Paise Seventy Four Only | 4386 | 5110.29 | 26316
364 | Supply & Fixing FP enclosure (Legrand) concealed in wall & mending good the damages to original finish incl. earthing attachment comprising with the following: a) 32 DP MCB Isolator (Legrand) - 1 nos b) 6-16 A SP MCB - 2 nos (Roof light & Stair light) | BI01010001010000000000000515BI0100001475 | 6 | set | 1186.11 |  |  | Excess(+) | 1 | Full Conversion | INR | [40 empty] | 7116.66 | 7116.66 | INR Seven Thousand One Hundred & Sixteen and Paise Sixty Six Only | 1018 | 1186.11 | 6108
365 | Supply & drawing PVC insulated (FR) Copper wire through alkathene pipe recessed in wall & mending good the damages. 2x84/0.3 (6 sqmm) + 1x56/0.3 (4 sqmm) as ECC(TPN) | BI01010001010000000000000515BI0100001476 | 50 | Mtr | 235.36 |  |  | Excess(+) | 1 | Full Conversion | INR | [40 empty] | 11768 | 11768 | INR Eleven Thousand Seven Hundred & Sixty Eight Only | 202 | 235.36 | 10100
366 | Supply & drawing PVC insulated (FR) Copper wire through alkathene pipe recessed in wall & mending good the damages. b) 2 X 4 + 1 X 2.5 Sqmm.(SPN) | BI01010001010000000000000515BI0100001477 | 200 | mtr | 184.09 |  |  | Excess(+) | 1 | Full Conversion | INR | [40 empty] | 36818 | 36818 | INR Thirty Six Thousand Eight Hundred & Eighteen Only | 158 | 184.09 | 31600
367 | Supply & drawing PVC insulated (FR) Copper wire through alkathene pipe recessed in wall & mending good the damages. d) 3 x 1.5 sq mm | BI01010001010000000000000515BI0100001478 | 300 | Mtr | 129.33 |  |  | Excess(+) | 1 | Full Conversion | INR | [40 empty] | 38799 | 38799 | INR Thirty Eight Thousand Seven Hundred & Ninety Nine Only | 111 | 129.33 | 33300
368 | Distn. wiring in 22/0.3 (1.5 sqmm) single core stranded 'FR' PVC insulated & unsheathed single core stranded copper wire (Brand approved by EIC) in 19 mm bore, 3 mm thick polythen pipe complete with all accessories embedded in wall to light/fan/call bell points with Modular type switch (Brand approved by EIC) fixed on Modular GI switch board with top cover plate flushed in wall incl. mending good damages to original finish(Ave. run 10 mtr.) | BI01010001010000000000000515BI0100001479 | 330 | pts | 1505.36 |  |  | Excess(+) | 1 | Full Conversion | INR | [40 empty] | 496768.8 | 496768.8 | INR Four Lakh Ninety Six Thousand Seven Hundred & Sixty Eight and Paise Eighty Only | 1292 | 1505.36 | 426360
369 | Distn. wiring in 22/0.3 (1.5 sqmm) single core stranded 'FR' PVC insulated & unsheathed single core stranded copper wire (Brand approved by EIC) in 19 mm bore, 3 mm thick polythen pipe complete with all accessories embedded in wall to 240 V 6A 5 pin plug point incl. S&F 240 V 6A 3 pin Modular type plug socket & Modular type switch (Brand approved by EIC) incl. S&F earth continuity wire, fixed on 4 Module GI switchboard with 3/4 Module top cover plate flushed in wall incl. mending good damages to original finish a) on board | BI01010001010000000000000515BI0100001480 | 45 | pts | 290.12 |  |  | Excess(+) | 1 | Full Conversion | INR | [40 empty] | 13055.4 | 13055.4 | INR Thirteen Thousand &Fifty Five and Paise Forty Only | 249 | 290.12 | 11205
370 | Distn. wiring in 22/0.3 (1.5 sqmm) single core stranded 'FR' PVC insulated & unsheathed single core stranded copper wire (Brand approved by EIC) in 19 mm bore, 3 mm thick polythen pipe complete with all accessories embedded in wall to 240 V 6A 5 pin plug point incl. S&F 240 V 6A 3 pin Modular type plug socket & Modular type switch (Brand approved by EIC) incl. S&F earth continuity wire, fixed on 4 Module GI switchboard with 3/4 Module top cover plate flushed in wall incl. mending good damages to original finish b) Ave 4.5 mtr | BI01010001010000000000000515BI0100001481 | 55 | pts | 1092.9 |  |  | Excess(+) | 1 | Full Conversion | INR | [40 empty] | 60109.5 | 60109.5 | INR Sixty Thousand One Hundred & Nine and Paise Fifty Only | 938 | 1092.9 | 51590
371 | Supply & fixing socket type electronics Modular socket type fan regulator (Legrand/Crabtree) including connection. | BI01010001010000000000000515BI0100001482 | 95 | each | 450.91 |  |  | Excess(+) | 1 | Full Conversion | INR | [40 empty] | 42836.45 | 42836.45 | INR Forty Two Thousand Eight Hundred & Thirty Six and Paise Forty Five Only | 387 | 450.91 | 36765
372 | Fixing only exhaust fan after making hole in wall and making good damages and smooth cement finish etc. as practicable as possible and providing necy. length of PVC insulated wire and making connection for exhaust & louvre shutter after cutting hole on wall & mending good the damages of following diameter: 23 cm (9") | BI01010001010000000000000515BI0100001483 | 18 | each | 287.79 |  |  | Excess(+) | 1 | Full Conversion | INR | [40 empty] | 5180.22 | 5180.22 | INR Five Thousand One Hundred & Eighty and Paise Twenty Two Only | 247 | 287.79 | 4446
373 | Fixing only single /twin fluorescent light fitting complete with all accessories directly on wall/ceiling/HW round block and suitable size of MS fastener | BI01010001010000000000000515BI0100001484 | 95 | each | 116.51 |  |  | Excess(+) | 1 | Full Conversion | INR | [40 empty] | 11068.45 | 11068.45 | INR Eleven Thousand &Sixty Eight and Paise Forty Five Only | 100 | 116.51 | 9500
374 | Fixing only outdoor / street light type LED light fitting complete with all accessories to be fixed/projected from the wall of the building incl. making holes to building, S&F 40 mm dia GI pipe (ISI-Medium) 1.50 mts. average length, with GI socket at one end and thread at the other end & suitable bend to house the fitting & making necy. connections with S&F necy. length of 1.5 sqmm PVC insulated single core stranded annealed copper wire and making connections as required and mending good damages to wall and painting | BI01010001010000000000000515BI0100001485 | 18 | set | 841.23 |  |  | Excess(+) | 1 | Full Conversion | INR | [40 empty] | 15142.14 | 15142.14 | INR Fifteen Thousand One Hundred & Forty Two and Paise Fourteen Only | 722 | 841.23 | 12996
375 | Supplying & Fixing GI waterproof type looping cable box size 200x150x100 mm deep having 4 mm thick comprising of one 250V 15 A kit-kat fuse unit, one NL on porcelain insulator, one compression type brass cable gland for upto 2- core 16 sqmm PVC/A cable and having lined with rubber gasketted GI top cover with brass machine screws etc., earthing terminal with lug, on steel tubular pole near base, including S&F 40x6 mm thick, MS clamps with bolts, nuts etc. including painting with anticorrosive paint | BI01010001010000000000000515BI0100001486 | 18 | each | 533.63 |  |  | Excess(+) | 1 | Full Conversion | INR | [40 empty] | 9605.34 | 9605.34 | INR Nine Thousand Six Hundred & Five and Paise Thirty Four Only | 458 | 533.63 | 8244
376 | Earthing the installation by 50 mm dia. G.I. Pipe (ISI-M) of 3.64 mtr. Long driven to an depth of 3.65 mtr. Below the ground level including S/F 1X4 SWG. G.I. Earth wire (4 mtr. Long) with nuts bolts & washers. | BI01010001010000000000000515BI0100001487 | 6 | set | 1595.07 |  |  | Excess(+) | 1 | Full Conversion | INR | [40 empty] | 9570.42 | 9570.42 | INR Nine Thousand Five Hundred & Seventy and Paise Forty Two Only | 1369 | 1595.07 | 8214
377 | Supplying & fixing earth busbar of galvanized (Hot Dip) MS flat 25 mm x 6 mm on wall having clearance of 6 mm from wall including providing drilled holes on the busbar complete with GI bolts, nuts, washers, spacing insulators etc. as required | BI01010001010000000000000515BI0100001488 | 3 | mtr | 181.76 |  |  | Excess(+) | 1 | Full Conversion | INR | [40 empty] | 545.28 | 545.28 | INR Five Hundred & Forty Five and Paise Twenty Eight Only | 156 | 181.76 | 468
378 | Electrical Works (Non-Schedule Items) Dismentalling all existing electrical installation mending good damages and the same to the respective authority as per direction of EIC | BI01010001010000000000000515BI0100001489 | 6 | Item | 303 |  |  | Excess(+) | 1 | Full Conversion | INR | [40 empty] | 1818 | 1818 | INR One Thousand Eight Hundred & Eighteen Only | 300 | 303 | 1800
379 | Supply 2' single LED type tube light fitting complete with all acessaries directly on ceiling with HW round block & suitable size of MS fastener (Crompton, cat no - LCTL-9-CDL) | BI01010001010000000000000515BI0100001490 | 27 | set | 413.09 |  |  | Excess(+) | 1 | Full Conversion | INR | [40 empty] | 11153.43 | 11153.43 | INR Eleven Thousand One Hundred & Fifty Three and Paise Forty Three Only | 409 | 413.09 | 11043
380 | Supply 4' single LED type tube light fitting complete with all acessaries directly on ceiling with HW round block & suitable size of MS fastener (Crompton, cat no - IGP131LT8-16, LLT8-20) | BI01010001010000000000000515BI0100001491 | 95 | set | 831.23 |  |  | Excess(+) | 1 | Full Conversion | INR | [40 empty] | 78966.85 | 78966.85 | INR Seventy Eight Thousand Nine Hundred & Sixty Six and Paise Eighty Five Only | 823 | 831.23 | 78185
381 | Supply & fixing of 1200mm sweep Ceiling Fan (Orient,New Bridge, White) or equivalent as approved by the EIC,complete with all acessaries Incl S/F necy copper flex wire. | BI01010001010000000000000515BI0100001492 | 56 | each | 2232.1 |  |  | Excess(+) | 1 | Full Conversion | INR | [40 empty] | 124997.6 | 124997.6 | INR One Lakh Twenty Four Thousand Nine Hundred & Ninety Seven and Paise Sixty Only | 2210 | 2232.1 | 123760
382 | Supply of 225 mm (9") sweep heavy duty exhaust fan (make EPC/ Crompton as approved by EIC) | BI01010001010000000000000515BI0100001493 | 18 | each | 1720.03 |  |  | Excess(+) | 1 | Full Conversion | INR | [40 empty] | 30960.54 | 30960.54 | INR Thirty Thousand Nine Hundred & Sixty and Paise Fifty Four Only | 1703 | 1720.03 | 30654
383 | Supply & fixing 9W LED night Lamp (Crompton/Philps) for batten light points | BI01010001010000000000000515BI0100001494 | 24 | Set | 181.8 |  |  | Excess(+) | 1 | Full Conversion | INR | [40 empty] | 4363.2 | 4363.2 | INR Four Thousand Three Hundred & Sixty Three and Paise Twenty Only | 180 | 181.8 | 4320
384 | Takendown, washing, cleaning including repairing of A.C ceiling Fan, after dismantling part by part cleaning and greasing ball bearing and changing split pin / jum nut/incl.S&F ball bearing / condenser etc. as and when require & incl.Refixing the same in position. | BI01010001010000000000000515BI0100001495 | 80 | Item | 151.5 |  |  | Excess(+) | 1 | Full Conversion | INR | [40 empty] | 12120 | 12120 | INR Twelve Thousand One Hundred & Twenty Only | 150 | 151.5 | 12000
385 | STREET LIGHT Supply of 30 W LED LIGHT (Makes-Philips/Crompton, LSTS-30-CDL) | BI01010001010000000000000515BI0100001496 | 18 | set | 2138.17 |  |  | Excess(+) | 1 | Full Conversion | INR | [40 empty] | 38487.06 | 38487.06 | INR Thirty Eight Thousand Four Hundred & Eighty Seven and Paise Six Only | 2117 | 2138.17 | 38106
Total in Figures | [51 empty] | 24163316.01 | 24163316.01 | INR Two Crore Forty One Lakh Sixty Three Thousand Three Hundred & Sixteen and Paise One Only | -0.01 |  |  | 4 | Construction of chamber for 100mm sluice plates | item5 | 10 | Nos
Quoted Rate in Figures |  |  |  | Select | [47 empty] | 0 | 0 | INR Zero Only
Quoted Rate in Words |  | INR Zero Only
Note on K19: gepadmin: 1. If you choose "Full Conversion" then Column BA (AMOUNT) and Column BB (TAXES) BOTH values will be convert based on selected Currency in (Column L). 2. If you choose "Partial Conversion" then Column BA (AMOUNT) only will be converted based on selected currency (Column L) and Column BB (TAXES) value (INR) will be added to the converted values.
Note on K21: gepadmin: 1. If you choose "Full Conversion" then Column BA (AMOUNT) and Column BB (TAXES) BOTH values will be convert based on selected Currency in (Column L). 2. If you choose "Partial Conversion" then Column BA (AMOUNT) only will be converted based on selected currency (Column L) and Column BB (TAXES) value (INR) will be added to the converted values.
Note on K13: gepadmin: 1. If you choose "Full Conversion" then Column BA (AMOUNT) and Column BB (TAXES) BOTH values will be convert based on selected Currency in (Column L). 2. If you choose "Partial Conversion" then Column BA (AMOUNT) only will be converted based on selected currency (Column L) and Column BB (TAXES) value (INR) will be added to the converted values.
Note on K69: gepadmin: 1. If you choose "Full Conversion" then Column BA (AMOUNT) and Column BB (TAXES) BOTH values will be convert based on selected Currency in (Column L). 2. If you choose "Partial Conversion" then Column BA (AMOUNT) only will be converted based on selected currency (Column L) and Column BB (TAXES) value (INR) will be added to the converted values.
Note on K83: gepadmin: 1. If you choose "Full Conversion" then Column BA (AMOUNT) and Column BB (TAXES) BOTH values will be convert based on selected Currency in (Column L). 2. If you choose "Partial Conversion" then Column BA (AMOUNT) only will be converted based on selected currency (Column L) and Column BB (TAXES) value (INR) will be added to the converted values.
Note on K89: gepadmin: 1. If you choose "Full Conversion" then Column BA (AMOUNT) and Column BB (TAXES) BOTH values will be convert based on selected Currency in (Column L). 2. If you choose "Partial Conversion" then Column BA (AMOUNT) only will be converted based on selected currency (Column L) and Column BB (TAXES) value (INR) will be added to the converted values.
Note on K124: gepadmin: 1. If you choose "Full Conversion" then Column BA (AMOUNT) and Column BB (TAXES) BOTH values will be convert based on selected Currency in (Column L). 2. If you choose "Partial Conversion" then Column BA (AMOUNT) only will be converted based on selected currency (Column L) and Column BB (TAXES) value (INR) will be added to the converted values.
Note on K194: gepadmin: 1. If you choose "Full Conversion" then Column BA (AMOUNT) and Column BB (TAXES) BOTH values will be convert based on selected Currency in (Column L). 2. If you choose "Partial Conversion" then Column BA (AMOUNT) only will be converted based on selected currency (Column L) and Column BB (TAXES) value (INR) will be added to the converted values.
Note on K197: gepadmin: 1. If you choose "Full Conversion" then Column BA (AMOUNT) and Column BB (TAXES) BOTH values will be convert based on selected Currency in (Column L). 2. If you choose "Partial Conversion" then Column BA (AMOUNT) only will be converted based on selected currency (Column L) and Column BB (TAXES) value (INR) will be added to the converted values.
Note on K199: gepadmin: 1. If you choose "Full Conversion" then Column BA (AMOUNT) and Column BB (TAXES) BOTH values will be convert based on selected Currency in (Column L). 2. If you choose "Partial Conversion" then Column BA (AMOUNT) only will be converted based on selected currency (Column L) and Column BB (TAXES) value (INR) will be added to the converted values.
Note on K206: gepadmin: 1. If you choose "Full Conversion" then Column BA (AMOUNT) and Column BB (TAXES) BOTH values will be convert based on selected Currency in (Column L). 2. If you choose "Partial Conversion" then Column BA (AMOUNT) only will be converted based on selected currency (Column L) and Column BB (TAXES) value (INR) will be added to the converted values.
Note on K242: gepadmin: 1. If you choose "Full Conversion" then Column BA (AMOUNT) and Column BB (TAXES) BOTH values will be convert based on selected Currency in (Column L). 2. If you choose "Partial Conversion" then Column BA (AMOUNT) only will be converted based on selected currency (Column L) and Column BB (TAXES) value (INR) will be added to the converted values.
Note on K244: gepadmin: 1. If you choose "Full Conversion" then Column BA (AMOUNT) and Column BB (TAXES) BOTH values will be convert based on selected Currency in (Column L). 2. If you choose "Partial Conversion" then Column BA (AMOUNT) only will be converted based on selected currency (Column L) and Column BB (TAXES) value (INR) will be added to the converted values.
Note on K247: gepadmin: 1. If you choose "Full Conversion" then Column BA (AMOUNT) and Column BB (TAXES) BOTH values will be convert based on selected Currency in (Column L). 2. If you choose "Partial Conversion" then Column BA (AMOUNT) only will be converted based on selected currency (Column L) and Column BB (TAXES) value (INR) will be added to the converted values.
Note on K255: gepadmin: 1. If you choose "Full Conversion" then Column BA (AMOUNT) and Column BB (TAXES) BOTH values will be convert based on selected Currency in (Column L). 2. If you choose "Partial Conversion" then Column BA (AMOUNT) only will be converted based on selected currency (Column L) and Column BB (TAXES) value (INR) will be added to the converted values.
Note on K276: gepadmin: 1. If you choose "Full Conversion" then Column BA (AMOUNT) and Column BB (TAXES) BOTH values will be convert based on selected Currency in (Column L). 2. If you choose "Partial Conversion" then Column BA (AMOUNT) only will be converted based on selected currency (Column L) and Column BB (TAXES) value (INR) will be added to the converted values.
Note on K295: gepadmin: 1. If you choose "Full Conversion" then Column BA (AMOUNT) and Column BB (TAXES) BOTH values will be convert based on selected Currency in (Column L). 2. If you choose "Partial Conversion" then Column BA (AMOUNT) only will be converted based on selected currency (Column L) and Column BB (TAXES) value (INR) will be added to the converted values.
Note on K299: gepadmin: 1. If you choose "Full Conversion" then Column BA (AMOUNT) and Column BB (TAXES) BOTH values will be convert based on selected Currency in (Column L). 2. If you choose "Partial Conversion" then Column BA (AMOUNT) only will be converted based on selected currency (Column L) and Column BB (TAXES) value (INR) will be added to the converted values.
Note on K15: gepadmin: 1. If you choose "Full Conversion" then Column BA (AMOUNT) and Column BB (TAXES) BOTH values will be convert based on selected Currency in (Column L). 2. If you choose "Partial Conversion" then Column BA (AMOUNT) only will be converted based on selected currency (Column L) and Column BB (TAXES) value (INR) will be added to the converted values.
Note on K64: gepadmin: 1. If you choose "Full Conversion" then Column BA (AMOUNT) and Column BB (TAXES) BOTH values will be convert based on selected Currency in (Column L). 2. If you choose "Partial Conversion" then Column BA (AMOUNT) only will be converted based on selected currency (Column L) and Column BB (TAXES) value (INR) will be added to the converted values.
Note on K55: gepadmin: 1. If you choose "Full Conversion" then Column BA (AMOUNT) and Column BB (TAXES) BOTH values will be convert based on selected Currency in (Column L). 2. If you choose "Partial Conversion" then Column BA (AMOUNT) only will be converted based on selected currency (Column L) and Column BB (TAXES) value (INR) will be added to the converted values.
Note on K70: gepadmin: 1. If you choose "Full Conversion" then Column BA (AMOUNT) and Column BB (TAXES) BOTH values will be convert based on selected Currency in (Column L). 2. If you choose "Partial Conversion" then Column BA (AMOUNT) only will be converted based on selected currency (Column L) and Column BB (TAXES) value (INR) will be added to the converted values.
Note on K85: gepadmin: 1. If you choose "Full Conversion" then Column BA (AMOUNT) and Column BB (TAXES) BOTH values will be convert based on selected Currency in (Column L). 2. If you choose "Partial Conversion" then Column BA (AMOUNT) only will be converted based on selected currency (Column L) and Column BB (TAXES) value (INR) will be added to the converted values.
Note on K98: gepadmin: 1. If you choose "Full Conversion" then Column BA (AMOUNT) and Column BB (TAXES) BOTH values will be convert based on selected Currency in (Column L). 2. If you choose "Partial Conversion" then Column BA (AMOUNT) only will be converted based on selected currency (Column L) and Column BB (TAXES) value (INR) will be added to the converted values.
Note on K118: gepadmin: 1. If you choose "Full Conversion" then Column BA (AMOUNT) and Column BB (TAXES) BOTH values will be convert based on selected Currency in (Column L). 2. If you choose "Partial Conversion" then Column BA (AMOUNT) only will be converted based on selected currency (Column L) and Column BB (TAXES) value (INR) will be added to the converted values.
Note on K122: gepadmin: 1. If you choose "Full Conversion" then Column BA (AMOUNT) and Column BB (TAXES) BOTH values will be convert based on selected Currency in (Column L). 2. If you choose "Partial Conversion" then Column BA (AMOUNT) only will be converted based on selected currency (Column L) and Column BB (TAXES) value (INR) will be added to the converted values.
Note on K178: gepadmin: 1. If you choose "Full Conversion" then Column BA (AMOUNT) and Column BB (TAXES) BOTH values will be convert based on selected Currency in (Column L). 2. If you choose "Partial Conversion" then Column BA (AMOUNT) only will be converted based on selected currency (Column L) and Column BB (TAXES) value (INR) will be added to the converted values.
Note on K193: gepadmin: 1. If you choose "Full Conversion" then Column BA (AMOUNT) and Column BB (TAXES) BOTH values will be convert based on selected Currency in (Column L). 2. If you choose "Partial Conversion" then Column BA (AMOUNT) only will be converted based on selected currency (Column L) and Column BB (TAXES) value (INR) will be added to the converted values.
Note on K201: gepadmin: 1. If you choose "Full Conversion" then Column BA (AMOUNT) and Column BB (TAXES) BOTH values will be convert based on selected Currency in (Column L). 2. If you choose "Partial Conversion" then Column BA (AMOUNT) only will be converted based on selected currency (Column L) and Column BB (TAXES) value (INR) will be added to the converted values.
Note on K207: gepadmin: 1. If you choose "Full Conversion" then Column BA (AMOUNT) and Column BB (TAXES) BOTH values will be convert based on selected Currency in (Column L). 2. If you choose "Partial Conversion" then Column BA (AMOUNT) only will be converted based on selected currency (Column L) and Column BB (TAXES) value (INR) will be added to the converted values.
Note on K225: gepadmin: 1. If you choose "Full Conversion" then Column BA (AMOUNT) and Column BB (TAXES) BOTH values will be convert based on selected Currency in (Column L). 2. If you choose "Partial Conversion" then Column BA (AMOUNT) only will be converted based on selected currency (Column L) and Column BB (TAXES) value (INR) will be added to the converted values.
Note on K203: gepadmin: 1. If you choose "Full Conversion" then Column BA (AMOUNT) and Column BB (TAXES) BOTH values will be convert based on selected Currency in (Column L). 2. If you choose "Partial Conversion" then Column BA (AMOUNT) only will be converted based on selected currency (Column L) and Column BB (TAXES) value (INR) will be added to the converted values.
Note on K222: gepadmin: 1. If you choose "Full Conversion" then Column BA (AMOUNT) and Column BB (TAXES) BOTH values will be convert based on selected Currency in (Column L). 2. If you choose "Partial Conversion" then Column BA (AMOUNT) only will be converted based on selected currency (Column L) and Column BB (TAXES) value (INR) will be added to the converted values.
Note on K227: gepadmin: 1. If you choose "Full Conversion" then Column BA (AMOUNT) and Column BB (TAXES) BOTH values will be convert based on selected Currency in (Column L). 2. If you choose "Partial Conversion" then Column BA (AMOUNT) only will be converted based on selected currency (Column L) and Column BB (TAXES) value (INR) will be added to the converted values.
Note on K232: gepadmin: 1. If you choose "Full Conversion" then Column BA (AMOUNT) and Column BB (TAXES) BOTH values will be convert based on selected Currency in (Column L). 2. If you choose "Partial Conversion" then Column BA (AMOUNT) only will be converted based on selected currency (Column L) and Column BB (TAXES) value (INR) will be added to the converted values.
Note on K238: gepadmin: 1. If you choose "Full Conversion" then Column BA (AMOUNT) and Column BB (TAXES) BOTH values will be convert based on selected Currency in (Column L). 2. If you choose "Partial Conversion" then Column BA (AMOUNT) only will be converted based on selected currency (Column L) and Column BB (TAXES) value (INR) will be added to the converted values.
Note on K241: gepadmin: 1. If you choose "Full Conversion" then Column BA (AMOUNT) and Column BB (TAXES) BOTH values will be convert based on selected Currency in (Column L). 2. If you choose "Partial Conversion" then Column BA (AMOUNT) only will be converted based on selected currency (Column L) and Column BB (TAXES) value (INR) will be added to the converted values.
Note on K257: gepadmin: 1. If you choose "Full Conversion" then Column BA (AMOUNT) and Column BB (TAXES) BOTH values will be convert based on selected Currency in (Column L). 2. If you choose "Partial Conversion" then Column BA (AMOUNT) only will be converted based on selected currency (Column L) and Column BB (TAXES) value (INR) will be added to the converted values.
Note on K258: gepadmin: 1. If you choose "Full Conversion" then Column BA (AMOUNT) and Column BB (TAXES) BOTH values will be convert based on selected Currency in (Column L). 2. If you choose "Partial Conversion" then Column BA (AMOUNT) only will be converted based on selected currency (Column L) and Column BB (TAXES) value (INR) will be added to the converted values.
Note on K259: gepadmin: 1. If you choose "Full Conversion" then Column BA (AMOUNT) and Column BB (TAXES) BOTH values will be convert based on selected Currency in (Column L). 2. If you choose "Partial Conversion" then Column BA (AMOUNT) only will be converted based on selected currency (Column L) and Column BB (TAXES) value (INR) will be added to the converted values.
Note on K263: gepadmin: 1. If you choose "Full Conversion" then Column BA (AMOUNT) and Column BB (TAXES) BOTH values will be convert based on selected Currency in (Column L). 2. If you choose "Partial Conversion" then Column BA (AMOUNT) only will be converted based on selected currency (Column L) and Column BB (TAXES) value (INR) will be added to the converted values.
Note on K264: gepadmin: 1. If you choose "Full Conversion" then Column BA (AMOUNT) and Column BB (TAXES) BOTH values will be convert based on selected Currency in (Column L). 2. If you choose "Partial Conversion" then Column BA (AMOUNT) only will be converted based on selected currency (Column L) and Column BB (TAXES) value (INR) will be added to the converted values.
Note on K272: gepadmin: 1. If you choose "Full Conversion" then Column BA (AMOUNT) and Column BB (TAXES) BOTH values will be convert based on selected Currency in (Column L). 2. If you choose "Partial Conversion" then Column BA (AMOUNT) only will be converted based on selected currency (Column L) and Column BB (TAXES) value (INR) will be added to the converted values.
Note on K274: gepadmin: 1. If you choose "Full Conversion" then Column BA (AMOUNT) and Column BB (TAXES) BOTH values will be convert based on selected Currency in (Column L). 2. If you choose "Partial Conversion" then Column BA (AMOUNT) only will be converted based on selected currency (Column L) and Column BB (TAXES) value (INR) will be added to the converted values.
Note on K283: gepadmin: 1. If you choose "Full Conversion" then Column BA (AMOUNT) and Column BB (TAXES) BOTH values will be convert based on selected Currency in (Column L). 2. If you choose "Partial Conversion" then Column BA (AMOUNT) only will be converted based on selected currency (Column L) and Column BB (TAXES) value (INR) will be added to the converted values.
Note on K290: gepadmin: 1. If you choose "Full Conversion" then Column BA (AMOUNT) and Column BB (TAXES) BOTH values will be convert based on selected Currency in (Column L). 2. If you choose "Partial Conversion" then Column BA (AMOUNT) only will be converted based on selected currency (Column L) and Column BB (TAXES) value (INR) will be added to the converted values.
Note on K300: gepadmin: 1. If you choose "Full Conversion" then Column BA (AMOUNT) and Column BB (TAXES) BOTH values will be convert based on selected Currency in (Column L). 2. If you choose "Partial Conversion" then Column BA (AMOUNT) only will be converted based on selected currency (Column L) and Column BB (TAXES) value (INR) will be added to the converted values.
Note on K304: gepadmin: 1. If you choose "Full Conversion" then Column BA (AMOUNT) and Column BB (TAXES) BOTH values will be convert based on selected Currency in (Column L). 2. If you choose "Partial Conversion" then Column BA (AMOUNT) only will be converted based on selected currency (Column L) and Column BB (TAXES) value (INR) will be added to the converted values.
Note on K320: gepadmin: 1. If you choose "Full Conversion" then Column BA (AMOUNT) and Column BB (TAXES) BOTH values will be convert based on selected Currency in (Column L). 2. If you choose "Partial Conversion" then Column BA (AMOUNT) only will be converted based on selected currency (Column L) and Column BB (TAXES) value (INR) will be added to the converted values.
Note on K328: gepadmin: 1. If you choose "Full Conversion" then Column BA (AMOUNT) and Column BB (TAXES) BOTH values will be convert based on selected Currency in (Column L). 2. If you choose "Partial Conversion" then Column BA (AMOUNT) only will be converted based on selected currency (Column L) and Column BB (TAXES) value (INR) will be added to the converted values.
Note on K329: gepadmin: 1. If you choose "Full Conversion" then Column BA (AMOUNT) and Column BB (TAXES) BOTH values will be convert based on selected Currency in (Column L). 2. If you choose "Partial Conversion" then Column BA (AMOUNT) only will be converted based on selected currency (Column L) and Column BB (TAXES) value (INR) will be added to the converted values.
Note on K349: gepadmin: 1. If you choose "Full Conversion" then Column BA (AMOUNT) and Column BB (TAXES) BOTH values will be convert based on selected Currency in (Column L). 2. If you choose "Partial Conversion" then Column BA (AMOUNT) only will be converted based on selected currency (Column L) and Column BB (TAXES) value (INR) will be added to the converted values.
Note on K22: gepadmin: 1. If you choose "Full Conversion" then Column BA (AMOUNT) and Column BB (TAXES) BOTH values will be convert based on selected Currency in (Column L). 2. If you choose "Partial Conversion" then Column BA (AMOUNT) only will be converted based on selected currency (Column L) and Column BB (TAXES) value (INR) will be added to the converted values.
Note on K46: gepadmin: 1. If you choose "Full Conversion" then Column BA (AMOUNT) and Column BB (TAXES) BOTH values will be convert based on selected Currency in (Column L). 2. If you choose "Partial Conversion" then Column BA (AMOUNT) only will be converted based on selected currency (Column L) and Column BB (TAXES) value (INR) will be added to the converted values.
Note on K29: gepadmin: 1. If you choose "Full Conversion" then Column BA (AMOUNT) and Column BB (TAXES) BOTH values will be convert based on selected Currency in (Column L). 2. If you choose "Partial Conversion" then Column BA (AMOUNT) only will be converted based on selected currency (Column L) and Column BB (TAXES) value (INR) will be added to the converted values.
Note on K37: gepadmin: 1. If you choose "Full Conversion" then Column BA (AMOUNT) and Column BB (TAXES) BOTH values will be convert based on selected Currency in (Column L). 2. If you choose "Partial Conversion" then Column BA (AMOUNT) only will be converted based on selected currency (Column L) and Column BB (TAXES) value (INR) will be added to the converted values.
Note on K56: gepadmin: 1. If you choose "Full Conversion" then Column BA (AMOUNT) and Column BB (TAXES) BOTH values will be convert based on selected Currency in (Column L). 2. If you choose "Partial Conversion" then Column BA (AMOUNT) only will be converted based on selected currency (Column L) and Column BB (TAXES) value (INR) will be added to the converted values.
Note on K57: gepadmin: 1. If you choose "Full Conversion" then Column BA (AMOUNT) and Column BB (TAXES) BOTH values will be convert based on selected Currency in (Column L). 2. If you choose "Partial Conversion" then Column BA (AMOUNT) only will be converted based on selected currency (Column L) and Column BB (TAXES) value (INR) will be added to the converted values.
Note on K87: gepadmin: 1. If you choose "Full Conversion" then Column BA (AMOUNT) and Column BB (TAXES) BOTH values will be convert based on selected Currency in (Column L). 2. If you choose "Partial Conversion" then Column BA (AMOUNT) only will be converted based on selected currency (Column L) and Column BB (TAXES) value (INR) will be added to the converted values.
Note on K99: gepadmin: 1. If you choose "Full Conversion" then Column BA (AMOUNT) and Column BB (TAXES) BOTH values will be convert based on selected Currency in (Column L). 2. If you choose "Partial Conversion" then Column BA (AMOUNT) only will be converted based on selected currency (Column L) and Column BB (TAXES) value (INR) will be added to the converted values.
Note on K116: gepadmin: 1. If you choose "Full Conversion" then Column BA (AMOUNT) and Column BB (TAXES) BOTH values will be convert based on selected Currency in (Column L). 2. If you choose "Partial Conversion" then Column BA (AMOUNT) only will be converted based on selected currency (Column L) and Column BB (TAXES) value (INR) will be added to the converted values.
Note on K120: gepadmin: 1. If you choose "Full Conversion" then Column BA (AMOUNT) and Column BB (TAXES) BOTH values will be convert based on selected Currency in (Column L). 2. If you choose "Partial Conversion" then Column BA (AMOUNT) only will be converted based on selected currency (Column L) and Column BB (TAXES) value (INR) will be added to the converted values.
Note on K180: gepadmin: 1. If you choose "Full Conversion" then Column BA (AMOUNT) and Column BB (TAXES) BOTH values will be convert based on selected Currency in (Column L). 2. If you choose "Partial Conversion" then Column BA (AMOUNT) only will be converted based on selected currency (Column L) and Column BB (TAXES) value (INR) will be added to the converted values.
Note on K205: gepadmin: 1. If you choose "Full Conversion" then Column BA (AMOUNT) and Column BB (TAXES) BOTH values will be convert based on selected Currency in (Column L). 2. If you choose "Partial Conversion" then Column BA (AMOUNT) only will be converted based on selected currency (Column L) and Column BB (TAXES) value (INR) will be added to the converted values.
Note on K223: gepadmin: 1. If you choose "Full Conversion" then Column BA (AMOUNT) and Column BB (TAXES) BOTH values will be convert based on selected Currency in (Column L). 2. If you choose "Partial Conversion" then Column BA (AMOUNT) only will be converted based on selected currency (Column L) and Column BB (TAXES) value (INR) will be added to the converted values.
Note on K229: gepadmin: 1. If you choose "Full Conversion" then Column BA (AMOUNT) and Column BB (TAXES) BOTH values will be convert based on selected Currency in (Column L). 2. If you choose "Partial Conversion" then Column BA (AMOUNT) only will be converted based on selected currency (Column L) and Column BB (TAXES) value (INR) will be added to the converted values.
Note on K240: gepadmin: 1. If you choose "Full Conversion" then Column BA (AMOUNT) and Column BB (TAXES) BOTH values will be convert based on selected Currency in (Column L). 2. If you choose "Partial Conversion" then Column BA (AMOUNT) only will be converted based on selected currency (Column L) and Column BB (TAXES) value (INR) will be added to the converted values.
Note on K260: gepadmin: 1. If you choose "Full Conversion" then Column BA (AMOUNT) and Column BB (TAXES) BOTH values will be convert based on selected Currency in (Column L). 2. If you choose "Partial Conversion" then Column BA (AMOUNT) only will be converted based on selected currency (Column L) and Column BB (TAXES) value (INR) will be added to the converted values.
Note on K261: gepadmin: 1. If you choose "Full Conversion" then Column BA (AMOUNT) and Column BB (TAXES) BOTH values will be convert based on selected Currency in (Column L). 2. If you choose "Partial Conversion" then Column BA (AMOUNT) only will be converted based on selected currency (Column L) and Column BB (TAXES) value (INR) will be added to the converted values.
Note on K262: gepadmin: 1. If you choose "Full Conversion" then Column BA (AMOUNT) and Column BB (TAXES) BOTH values will be convert based on selected Currency in (Column L). 2. If you choose "Partial Conversion" then Column BA (AMOUNT) only will be converted based on selected currency (Column L) and Column BB (TAXES) value (INR) will be added to the converted values.
Note on K265: gepadmin: 1. If you choose "Full Conversion" then Column BA (AMOUNT) and Column BB (TAXES) BOTH values will be convert based on selected Currency in (Column L). 2. If you choose "Partial Conversion" then Column BA (AMOUNT) only will be converted based on selected currency (Column L) and Column BB (TAXES) value (INR) will be added to the converted values.
Note on K266: gepadmin: 1. If you choose "Full Conversion" then Column BA (AMOUNT) and Column BB (TAXES) BOTH values will be convert based on selected Currency in (Column L). 2. If you choose "Partial Conversion" then Column BA (AMOUNT) only will be converted based on selected currency (Column L) and Column BB (TAXES) value (INR) will be added to the converted values.
Note on K267: gepadmin: 1. If you choose "Full Conversion" then Column BA (AMOUNT) and Column BB (TAXES) BOTH values will be convert based on selected Currency in (Column L). 2. If you choose "Partial Conversion" then Column BA (AMOUNT) only will be converted based on selected currency (Column L) and Column BB (TAXES) value (INR) will be added to the converted values.
Note on K270: gepadmin: 1. If you choose "Full Conversion" then Column BA (AMOUNT) and Column BB (TAXES) BOTH values will be convert based on selected Currency in (Column L). 2. If you choose "Partial Conversion" then Column BA (AMOUNT) only will be converted based on selected currency (Column L) and Column BB (TAXES) value (INR) will be added to the converted values.
Note on K275: gepadmin: 1. If you choose "Full Conversion" then Column BA (AMOUNT) and Column BB (TAXES) BOTH values will be convert based on selected Currency in (Column L). 2. If you choose "Partial Conversion" then Column BA (AMOUNT) only will be converted based on selected currency (Column L) and Column BB (TAXES) value (INR) will be added to the converted values.
Note on K278: gepadmin: 1. If you choose "Full Conversion" then Column BA (AMOUNT) and Column BB (TAXES) BOTH values will be convert based on selected Currency in (Column L). 2. If you choose "Partial Conversion" then Column BA (AMOUNT) only will be converted based on selected currency (Column L) and Column BB (TAXES) value (INR) will be added to the converted values.
Note on K279: gepadmin: 1. If you choose "Full Conversion" then Column BA (AMOUNT) and Column BB (TAXES) BOTH values will be convert based on selected Currency in (Column L). 2. If you choose "Partial Conversion" then Column BA (AMOUNT) only will be converted based on selected currency (Column L) and Column BB (TAXES) value (INR) will be added to the converted values.
Note on K289: gepadmin: 1. If you choose "Full Conversion" then Column BA (AMOUNT) and Column BB (TAXES) BOTH values will be convert based on selected Currency in (Column L). 2. If you choose "Partial Conversion" then Column BA (AMOUNT) only will be converted based on selected currency (Column L) and Column BB (TAXES) value (INR) will be added to the converted values.
Note on K292: gepadmin: 1. If you choose "Full Conversion" then Column BA (AMOUNT) and Column BB (TAXES) BOTH values will be convert based on selected Currency in (Column L). 2. If you choose "Partial Conversion" then Column BA (AMOUNT) only will be converted based on selected currency (Column L) and Column BB (TAXES) value (INR) will be added to the converted values.
Note on K303: gepadmin: 1. If you choose "Full Conversion" then Column BA (AMOUNT) and Column BB (TAXES) BOTH values will be convert based on selected Currency in (Column L). 2. If you choose "Partial Conversion" then Column BA (AMOUNT) only will be converted based on selected currency (Column L) and Column BB (TAXES) value (INR) will be added to the converted values.
Note on K311: gepadmin: 1. If you choose "Full Conversion" then Column BA (AMOUNT) and Column BB (TAXES) BOTH values will be convert based on selected Currency in (Column L). 2. If you choose "Partial Conversion" then Column BA (AMOUNT) only will be converted based on selected currency (Column L) and Column BB (TAXES) value (INR) will be added to the converted values.
Note on K323: gepadmin: 1. If you choose "Full Conversion" then Column BA (AMOUNT) and Column BB (TAXES) BOTH values will be convert based on selected Currency in (Column L). 2. If you choose "Partial Conversion" then Column BA (AMOUNT) only will be converted based on selected currency (Column L) and Column BB (TAXES) value (INR) will be added to the converted values.
Note on K332: gepadmin: 1. If you choose "Full Conversion" then Column BA (AMOUNT) and Column BB (TAXES) BOTH values will be convert based on selected Currency in (Column L). 2. If you choose "Partial Conversion" then Column BA (AMOUNT) only will be converted based on selected currency (Column L) and Column BB (TAXES) value (INR) will be added to the converted values.
Note on K333: gepadmin: 1. If you choose "Full Conversion" then Column BA (AMOUNT) and Column BB (TAXES) BOTH values will be convert based on selected Currency in (Column L). 2. If you choose "Partial Conversion" then Column BA (AMOUNT) only will be converted based on selected currency (Column L) and Column BB (TAXES) value (INR) will be added to the converted values.
Note on K337: gepadmin: 1. If you choose "Full Conversion" then Column BA (AMOUNT) and Column BB (TAXES) BOTH values will be convert based on selected Currency in (Column L). 2. If you choose "Partial Conversion" then Column BA (AMOUNT) only will be converted based on selected currency (Column L) and Column BB (TAXES) value (INR) will be added to the converted values.
Note on K233: gepadmin: 1. If you choose "Full Conversion" then Column BA (AMOUNT) and Column BB (TAXES) BOTH values will be convert based on selected Currency in (Column L). 2. If you choose "Partial Conversion" then Column BA (AMOUNT) only will be converted based on selected currency (Column L) and Column BB (TAXES) value (INR) will be added to the converted values.
Note on K280: gepadmin: 1. If you choose "Full Conversion" then Column BA (AMOUNT) and Column BB (TAXES) BOTH values will be convert based on selected Currency in (Column L). 2. If you choose "Partial Conversion" then Column BA (AMOUNT) only will be converted based on selected currency (Column L) and Column BB (TAXES) value (INR) will be added to the converted values.
Note on K202: gepadmin: 1. If you choose "Full Conversion" then Column BA (AMOUNT) and Column BB (TAXES) BOTH values will be convert based on selected Currency in (Column L). 2. If you choose "Partial Conversion" then Column BA (AMOUNT) only will be converted based on selected currency (Column L) and Column BB (TAXES) value (INR) will be added to the converted values.
Note on K284: gepadmin: 1. If you choose "Full Conversion" then Column BA (AMOUNT) and Column BB (TAXES) BOTH values will be convert based on selected Currency in (Column L). 2. If you choose "Partial Conversion" then Column BA (AMOUNT) only will be converted based on selected currency (Column L) and Column BB (TAXES) value (INR) will be added to the converted values.
Note on K24: gepadmin: 1. If you choose "Full Conversion" then Column BA (AMOUNT) and Column BB (TAXES) BOTH values will be convert based on selected Currency in (Column L). 2. If you choose "Partial Conversion" then Column BA (AMOUNT) only will be converted based on selected currency (Column L) and Column BB (TAXES) value (INR) will be added to the converted values.
Note on K26: gepadmin: 1. If you choose "Full Conversion" then Column BA (AMOUNT) and Column BB (TAXES) BOTH values will be convert based on selected Currency in (Column L). 2. If you choose "Partial Conversion" then Column BA (AMOUNT) only will be converted based on selected currency (Column L) and Column BB (TAXES) value (INR) will be added to the converted values.
Note on K25: gepadmin: 1. If you choose "Full Conversion" then Column BA (AMOUNT) and Column BB (TAXES) BOTH values will be convert based on selected Currency in (Column L). 2. If you choose "Partial Conversion" then Column BA (AMOUNT) only will be converted based on selected currency (Column L) and Column BB (TAXES) value (INR) will be added to the converted values.
Note on K198: gepadmin: 1. If you choose "Full Conversion" then Column BA (AMOUNT) and Column BB (TAXES) BOTH values will be convert based on selected Currency in (Column L). 2. If you choose "Partial Conversion" then Column BA (AMOUNT) only will be converted based on selected currency (Column L) and Column BB (TAXES) value (INR) will be added to the converted values.
Note on K306: gepadmin: 1. If you choose "Full Conversion" then Column BA (AMOUNT) and Column BB (TAXES) BOTH values will be convert based on selected Currency in (Column L). 2. If you choose "Partial Conversion" then Column BA (AMOUNT) only will be converted based on selected currency (Column L) and Column BB (TAXES) value (INR) will be added to the converted values.
Note on K308: gepadmin: 1. If you choose "Full Conversion" then Column BA (AMOUNT) and Column BB (TAXES) BOTH values will be convert based on selected Currency in (Column L). 2. If you choose "Partial Conversion" then Column BA (AMOUNT) only will be converted based on selected currency (Column L) and Column BB (TAXES) value (INR) will be added to the converted values.
Note on K309: gepadmin: 1. If you choose "Full Conversion" then Column BA (AMOUNT) and Column BB (TAXES) BOTH values will be convert based on selected Currency in (Column L). 2. If you choose "Partial Conversion" then Column BA (AMOUNT) only will be converted based on selected currency (Column L) and Column BB (TAXES) value (INR) will be added to the converted values.
Note on K310: gepadmin: 1. If you choose "Full Conversion" then Column BA (AMOUNT) and Column BB (TAXES) BOTH values will be convert based on selected Currency in (Column L). 2. If you choose "Partial Conversion" then Column BA (AMOUNT) only will be converted based on selected currency (Column L) and Column BB (TAXES) value (INR) will be added to the converted values.
Note on K23: gepadmin: 1. If you choose "Full Conversion" then Column BA (AMOUNT) and Column BB (TAXES) BOTH values will be convert based on selected Currency in (Column L). 2. If you choose "Partial Conversion" then Column BA (AMOUNT) only will be converted based on selected currency (Column L) and Column BB (TAXES) value (INR) will be added to the converted values.
Note on K27: gepadmin: 1. If you choose "Full Conversion" then Column BA (AMOUNT) and Column BB (TAXES) BOTH values will be convert based on selected Currency in (Column L). 2. If you choose "Partial Conversion" then Column BA (AMOUNT) only will be converted based on selected currency (Column L) and Column BB (TAXES) value (INR) will be added to the converted values.
Note on K65: gepadmin: 1. If you choose "Full Conversion" then Column BA (AMOUNT) and Column BB (TAXES) BOTH values will be convert based on selected Currency in (Column L). 2. If you choose "Partial Conversion" then Column BA (AMOUNT) only will be converted based on selected currency (Column L) and Column BB (TAXES) value (INR) will be added to the converted values.
Note on K71: gepadmin: 1. If you choose "Full Conversion" then Column BA (AMOUNT) and Column BB (TAXES) BOTH values will be convert based on selected Currency in (Column L). 2. If you choose "Partial Conversion" then Column BA (AMOUNT) only will be converted based on selected currency (Column L) and Column BB (TAXES) value (INR) will be added to the converted values.
Note on K86: gepadmin: 1. If you choose "Full Conversion" then Column BA (AMOUNT) and Column BB (TAXES) BOTH values will be convert based on selected Currency in (Column L). 2. If you choose "Partial Conversion" then Column BA (AMOUNT) only will be converted based on selected currency (Column L) and Column BB (TAXES) value (INR) will be added to the converted values.
Note on K90: gepadmin: 1. If you choose "Full Conversion" then Column BA (AMOUNT) and Column BB (TAXES) BOTH values will be convert based on selected Currency in (Column L). 2. If you choose "Partial Conversion" then Column BA (AMOUNT) only will be converted based on selected currency (Column L) and Column BB (TAXES) value (INR) will be added to the converted values.
Note on K92: gepadmin: 1. If you choose "Full Conversion" then Column BA (AMOUNT) and Column BB (TAXES) BOTH values will be convert based on selected Currency in (Column L). 2. If you choose "Partial Conversion" then Column BA (AMOUNT) only will be converted based on selected currency (Column L) and Column BB (TAXES) value (INR) will be added to the converted values.
Note on K123: gepadmin: 1. If you choose "Full Conversion" then Column BA (AMOUNT) and Column BB (TAXES) BOTH values will be convert based on selected Currency in (Column L). 2. If you choose "Partial Conversion" then Column BA (AMOUNT) only will be converted based on selected currency (Column L) and Column BB (TAXES) value (INR) will be added to the converted values.
Note on K200: gepadmin: 1. If you choose "Full Conversion" then Column BA (AMOUNT) and Column BB (TAXES) BOTH values will be convert based on selected Currency in (Column L). 2. If you choose "Partial Conversion" then Column BA (AMOUNT) only will be converted based on selected currency (Column L) and Column BB (TAXES) value (INR) will be added to the converted values.
Note on K204: gepadmin: 1. If you choose "Full Conversion" then Column BA (AMOUNT) and Column BB (TAXES) BOTH values will be convert based on selected Currency in (Column L). 2. If you choose "Partial Conversion" then Column BA (AMOUNT) only will be converted based on selected currency (Column L) and Column BB (TAXES) value (INR) will be added to the converted values.
Note on K214: gepadmin: 1. If you choose "Full Conversion" then Column BA (AMOUNT) and Column BB (TAXES) BOTH values will be convert based on selected Currency in (Column L). 2. If you choose "Partial Conversion" then Column BA (AMOUNT) only will be converted based on selected currency (Column L) and Column BB (TAXES) value (INR) will be added to the converted values.
Note on K224: gepadmin: 1. If you choose "Full Conversion" then Column BA (AMOUNT) and Column BB (TAXES) BOTH values will be convert based on selected Currency in (Column L). 2. If you choose "Partial Conversion" then Column BA (AMOUNT) only will be converted based on selected currency (Column L) and Column BB (TAXES) value (INR) will be added to the converted values.
Note on K228: gepadmin: 1. If you choose "Full Conversion" then Column BA (AMOUNT) and Column BB (TAXES) BOTH values will be convert based on selected Currency in (Column L). 2. If you choose "Partial Conversion" then Column BA (AMOUNT) only will be converted based on selected currency (Column L) and Column BB (TAXES) value (INR) will be added to the converted values.
Note on K239: gepadmin: 1. If you choose "Full Conversion" then Column BA (AMOUNT) and Column BB (TAXES) BOTH values will be convert based on selected Currency in (Column L). 2. If you choose "Partial Conversion" then Column BA (AMOUNT) only will be converted based on selected currency (Column L) and Column BB (TAXES) value (INR) will be added to the converted values.
Note on K243: gepadmin: 1. If you choose "Full Conversion" then Column BA (AMOUNT) and Column BB (TAXES) BOTH values will be convert based on selected Currency in (Column L). 2. If you choose "Partial Conversion" then Column BA (AMOUNT) only will be converted based on selected currency (Column L) and Column BB (TAXES) value (INR) will be added to the converted values.
Note on K307: gepadmin: 1. If you choose "Full Conversion" then Column BA (AMOUNT) and Column BB (TAXES) BOTH values will be convert based on selected Currency in (Column L). 2. If you choose "Partial Conversion" then Column BA (AMOUNT) only will be converted based on selected currency (Column L) and Column BB (TAXES) value (INR) will be added to the converted values.
Note on K352: gepadmin: 1. If you choose "Full Conversion" then Column BA (AMOUNT) and Column BB (TAXES) BOTH values will be convert based on selected Currency in (Column L). 2. If you choose "Partial Conversion" then Column BA (AMOUNT) only will be converted based on selected currency (Column L) and Column BB (TAXES) value (INR) will be added to the converted values.
Note on K14: gepadmin: 1. If you choose "Full Conversion" then Column BA (AMOUNT) and Column BB (TAXES) BOTH values will be convert based on selected Currency in (Column L). 2. If you choose "Partial Conversion" then Column BA (AMOUNT) only will be converted based on selected currency (Column L) and Column BB (TAXES) value (INR) will be added to the converted values.
Note on K16: gepadmin: 1. If you choose "Full Conversion" then Column BA (AMOUNT) and Column BB (TAXES) BOTH values will be convert based on selected Currency in (Column L). 2. If you choose "Partial Conversion" then Column BA (AMOUNT) only will be converted based on selected currency (Column L) and Column BB (TAXES) value (INR) will be added to the converted values.
Note on K359: gepadmin: 1. If you choose "Full Conversion" then Column BA (AMOUNT) and Column BB (TAXES) BOTH values will be convert based on selected Currency in (Column L). 2. If you choose "Partial Conversion" then Column BA (AMOUNT) only will be converted based on selected currency (Column L) and Column BB (TAXES) value (INR) will be added to the converted values.
Note on K362: gepadmin: 1. If you choose "Full Conversion" then Column BA (AMOUNT) and Column BB (TAXES) BOTH values will be convert based on selected Currency in (Column L). 2. If you choose "Partial Conversion" then Column BA (AMOUNT) only will be converted based on selected currency (Column L) and Column BB (TAXES) value (INR) will be added to the converted values.
Note on K369: gepadmin: 1. If you choose "Full Conversion" then Column BA (AMOUNT) and Column BB (TAXES) BOTH values will be convert based on selected Currency in (Column L). 2. If you choose "Partial Conversion" then Column BA (AMOUNT) only will be converted based on selected currency (Column L) and Column BB (TAXES) value (INR) will be added to the converted values.
Note on K372: gepadmin: 1. If you choose "Full Conversion" then Column BA (AMOUNT) and Column BB (TAXES) BOTH values will be convert based on selected Currency in (Column L). 2. If you choose "Partial Conversion" then Column BA (AMOUNT) only will be converted based on selected currency (Column L) and Column BB (TAXES) value (INR) will be added to the converted values.
Note on K379: gepadmin: 1. If you choose "Full Conversion" then Column BA (AMOUNT) and Column BB (TAXES) BOTH values will be convert based on selected Currency in (Column L). 2. If you choose "Partial Conversion" then Column BA (AMOUNT) only will be converted based on selected currency (Column L) and Column BB (TAXES) value (INR) will be added to the converted values.
Note on K382: gepadmin: 1. If you choose "Full Conversion" then Column BA (AMOUNT) and Column BB (TAXES) BOTH values will be convert based on selected Currency in (Column L). 2. If you choose "Partial Conversion" then Column BA (AMOUNT) only will be converted based on selected currency (Column L) and Column BB (TAXES) value (INR) will be added to the converted values.
Note on K20: gepadmin: 1. If you choose "Full Conversion" then Column BA (AMOUNT) and Column BB (TAXES) BOTH values will be convert based on selected Currency in (Column L). 2. If you choose "Partial Conversion" then Column BA (AMOUNT) only will be converted based on selected currency (Column L) and Column BB (TAXES) value (INR) will be added to the converted values.
Note on K63: gepadmin: 1. If you choose "Full Conversion" then Column BA (AMOUNT) and Column BB (TAXES) BOTH values will be convert based on selected Currency in (Column L). 2. If you choose "Partial Conversion" then Column BA (AMOUNT) only will be converted based on selected currency (Column L) and Column BB (TAXES) value (INR) will be added to the converted values.
Note on K100: gepadmin: 1. If you choose "Full Conversion" then Column BA (AMOUNT) and Column BB (TAXES) BOTH values will be convert based on selected Currency in (Column L). 2. If you choose "Partial Conversion" then Column BA (AMOUNT) only will be converted based on selected currency (Column L) and Column BB (TAXES) value (INR) will be added to the converted values.
Note on K106: gepadmin: 1. If you choose "Full Conversion" then Column BA (AMOUNT) and Column BB (TAXES) BOTH values will be convert based on selected Currency in (Column L). 2. If you choose "Partial Conversion" then Column BA (AMOUNT) only will be converted based on selected currency (Column L) and Column BB (TAXES) value (INR) will be added to the converted values.
Note on K107: gepadmin: 1. If you choose "Full Conversion" then Column BA (AMOUNT) and Column BB (TAXES) BOTH values will be convert based on selected Currency in (Column L). 2. If you choose "Partial Conversion" then Column BA (AMOUNT) only will be converted based on selected currency (Column L) and Column BB (TAXES) value (INR) will be added to the converted values.
Note on K112: gepadmin: 1. If you choose "Full Conversion" then Column BA (AMOUNT) and Column BB (TAXES) BOTH values will be convert based on selected Currency in (Column L). 2. If you choose "Partial Conversion" then Column BA (AMOUNT) only will be converted based on selected currency (Column L) and Column BB (TAXES) value (INR) will be added to the converted values.
Note on K113: gepadmin: 1. If you choose "Full Conversion" then Column BA (AMOUNT) and Column BB (TAXES) BOTH values will be convert based on selected Currency in (Column L). 2. If you choose "Partial Conversion" then Column BA (AMOUNT) only will be converted based on selected currency (Column L) and Column BB (TAXES) value (INR) will be added to the converted values.
Note on K127: gepadmin: 1. If you choose "Full Conversion" then Column BA (AMOUNT) and Column BB (TAXES) BOTH values will be convert based on selected Currency in (Column L). 2. If you choose "Partial Conversion" then Column BA (AMOUNT) only will be converted based on selected currency (Column L) and Column BB (TAXES) value (INR) will be added to the converted values.
Note on K128: gepadmin: 1. If you choose "Full Conversion" then Column BA (AMOUNT) and Column BB (TAXES) BOTH values will be convert based on selected Currency in (Column L). 2. If you choose "Partial Conversion" then Column BA (AMOUNT) only will be converted based on selected currency (Column L) and Column BB (TAXES) value (INR) will be added to the converted values.
Note on K130: gepadmin: 1. If you choose "Full Conversion" then Column BA (AMOUNT) and Column BB (TAXES) BOTH values will be convert based on selected Currency in (Column L). 2. If you choose "Partial Conversion" then Column BA (AMOUNT) only will be converted based on selected currency (Column L) and Column BB (TAXES) value (INR) will be added to the converted values.
Note on K131: gepadmin: 1. If you choose "Full Conversion" then Column BA (AMOUNT) and Column BB (TAXES) BOTH values will be convert based on selected Currency in (Column L). 2. If you choose "Partial Conversion" then Column BA (AMOUNT) only will be converted based on selected currency (Column L) and Column BB (TAXES) value (INR) will be added to the converted values.
Note on K132: gepadmin: 1. If you choose "Full Conversion" then Column BA (AMOUNT) and Column BB (TAXES) BOTH values will be convert based on selected Currency in (Column L). 2. If you choose "Partial Conversion" then Column BA (AMOUNT) only will be converted based on selected currency (Column L) and Column BB (TAXES) value (INR) will be added to the converted values.
Note on K135: gepadmin: 1. If you choose "Full Conversion" then Column BA (AMOUNT) and Column BB (TAXES) BOTH values will be convert based on selected Currency in (Column L). 2. If you choose "Partial Conversion" then Column BA (AMOUNT) only will be converted based on selected currency (Column L) and Column BB (TAXES) value (INR) will be added to the converted values.
Note on K136: gepadmin: 1. If you choose "Full Conversion" then Column BA (AMOUNT) and Column BB (TAXES) BOTH values will be convert based on selected Currency in (Column L). 2. If you choose "Partial Conversion" then Column BA (AMOUNT) only will be converted based on selected currency (Column L) and Column BB (TAXES) value (INR) will be added to the converted values.
Note on K138: gepadmin: 1. If you choose "Full Conversion" then Column BA (AMOUNT) and Column BB (TAXES) BOTH values will be convert based on selected Currency in (Column L). 2. If you choose "Partial Conversion" then Column BA (AMOUNT) only will be converted based on selected currency (Column L) and Column BB (TAXES) value (INR) will be added to the converted values.
Note on K139: gepadmin: 1. If you choose "Full Conversion" then Column BA (AMOUNT) and Column BB (TAXES) BOTH values will be convert based on selected Currency in (Column L). 2. If you choose "Partial Conversion" then Column BA (AMOUNT) only will be converted based on selected currency (Column L) and Column BB (TAXES) value (INR) will be added to the converted values.
Note on K141: gepadmin: 1. If you choose "Full Conversion" then Column BA (AMOUNT) and Column BB (TAXES) BOTH values will be convert based on selected Currency in (Column L). 2. If you choose "Partial Conversion" then Column BA (AMOUNT) only will be converted based on selected currency (Column L) and Column BB (TAXES) value (INR) will be added to the converted values.
Note on K142: gepadmin: 1. If you choose "Full Conversion" then Column BA (AMOUNT) and Column BB (TAXES) BOTH values will be convert based on selected Currency in (Column L). 2. If you choose "Partial Conversion" then Column BA (AMOUNT) only will be converted based on selected currency (Column L) and Column BB (TAXES) value (INR) will be added to the converted values.
Note on K144: gepadmin: 1. If you choose "Full Conversion" then Column BA (AMOUNT) and Column BB (TAXES) BOTH values will be convert based on selected Currency in (Column L). 2. If you choose "Partial Conversion" then Column BA (AMOUNT) only will be converted based on selected currency (Column L) and Column BB (TAXES) value (INR) will be added to the converted values.
Note on K145: gepadmin: 1. If you choose "Full Conversion" then Column BA (AMOUNT) and Column BB (TAXES) BOTH values will be convert based on selected Currency in (Column L). 2. If you choose "Partial Conversion" then Column BA (AMOUNT) only will be converted based on selected currency (Column L) and Column BB (TAXES) value (INR) will be added to the converted values.
Note on K146: gepadmin: 1. If you choose "Full Conversion" then Column BA (AMOUNT) and Column BB (TAXES) BOTH values will be convert based on selected Currency in (Column L). 2. If you choose "Partial Conversion" then Column BA (AMOUNT) only will be converted based on selected currency (Column L) and Column BB (TAXES) value (INR) will be added to the converted values.
Note on K148: gepadmin: 1. If you choose "Full Conversion" then Column BA (AMOUNT) and Column BB (TAXES) BOTH values will be convert based on selected Currency in (Column L). 2. If you choose "Partial Conversion" then Column BA (AMOUNT) only will be converted based on selected currency (Column L) and Column BB (TAXES) value (INR) will be added to the converted values.
Note on K149: gepadmin: 1. If you choose "Full Conversion" then Column BA (AMOUNT) and Column BB (TAXES) BOTH values will be convert based on selected Currency in (Column L). 2. If you choose "Partial Conversion" then Column BA (AMOUNT) only will be converted based on selected currency (Column L) and Column BB (TAXES) value (INR) will be added to the converted values.
Note on K151: gepadmin: 1. If you choose "Full Conversion" then Column BA (AMOUNT) and Column BB (TAXES) BOTH values will be convert based on selected Currency in (Column L). 2. If you choose "Partial Conversion" then Column BA (AMOUNT) only will be converted based on selected currency (Column L) and Column BB (TAXES) value (INR) will be added to the converted values.
Note on K152: gepadmin: 1. If you choose "Full Conversion" then Column BA (AMOUNT) and Column BB (TAXES) BOTH values will be convert based on selected Currency in (Column L). 2. If you choose "Partial Conversion" then Column BA (AMOUNT) only will be converted based on selected currency (Column L) and Column BB (TAXES) value (INR) will be added to the converted values.
Note on K153: gepadmin: 1. If you choose "Full Conversion" then Column BA (AMOUNT) and Column BB (TAXES) BOTH values will be convert based on selected Currency in (Column L). 2. If you choose "Partial Conversion" then Column BA (AMOUNT) only will be converted based on selected currency (Column L) and Column BB (TAXES) value (INR) will be added to the converted values.
Note on K156: gepadmin: 1. If you choose "Full Conversion" then Column BA (AMOUNT) and Column BB (TAXES) BOTH values will be convert based on selected Currency in (Column L). 2. If you choose "Partial Conversion" then Column BA (AMOUNT) only will be converted based on selected currency (Column L) and Column BB (TAXES) value (INR) will be added to the converted values.
Note on K157: gepadmin: 1. If you choose "Full Conversion" then Column BA (AMOUNT) and Column BB (TAXES) BOTH values will be convert based on selected Currency in (Column L). 2. If you choose "Partial Conversion" then Column BA (AMOUNT) only will be converted based on selected currency (Column L) and Column BB (TAXES) value (INR) will be added to the converted values.
Note on K159: gepadmin: 1. If you choose "Full Conversion" then Column BA (AMOUNT) and Column BB (TAXES) BOTH values will be convert based on selected Currency in (Column L). 2. If you choose "Partial Conversion" then Column BA (AMOUNT) only will be converted based on selected currency (Column L) and Column BB (TAXES) value (INR) will be added to the converted values.
Note on K160: gepadmin: 1. If you choose "Full Conversion" then Column BA (AMOUNT) and Column BB (TAXES) BOTH values will be convert based on selected Currency in (Column L). 2. If you choose "Partial Conversion" then Column BA (AMOUNT) only will be converted based on selected currency (Column L) and Column BB (TAXES) value (INR) will be added to the converted values.
Note on K161: gepadmin: 1. If you choose "Full Conversion" then Column BA (AMOUNT) and Column BB (TAXES) BOTH values will be convert based on selected Currency in (Column L). 2. If you choose "Partial Conversion" then Column BA (AMOUNT) only will be converted based on selected currency (Column L) and Column BB (TAXES) value (INR) will be added to the converted values.
Note on K165: gepadmin: 1. If you choose "Full Conversion" then Column BA (AMOUNT) and Column BB (TAXES) BOTH values will be convert based on selected Currency in (Column L). 2. If you choose "Partial Conversion" then Column BA (AMOUNT) only will be converted based on selected currency (Column L) and Column BB (TAXES) value (INR) will be added to the converted values.
Note on K166: gepadmin: 1. If you choose "Full Conversion" then Column BA (AMOUNT) and Column BB (TAXES) BOTH values will be convert based on selected Currency in (Column L). 2. If you choose "Partial Conversion" then Column BA (AMOUNT) only will be converted based on selected currency (Column L) and Column BB (TAXES) value (INR) will be added to the converted values.
Note on K168: gepadmin: 1. If you choose "Full Conversion" then Column BA (AMOUNT) and Column BB (TAXES) BOTH values will be convert based on selected Currency in (Column L). 2. If you choose "Partial Conversion" then Column BA (AMOUNT) only will be converted based on selected currency (Column L) and Column BB (TAXES) value (INR) will be added to the converted values.
Note on K169: gepadmin: 1. If you choose "Full Conversion" then Column BA (AMOUNT) and Column BB (TAXES) BOTH values will be convert based on selected Currency in (Column L). 2. If you choose "Partial Conversion" then Column BA (AMOUNT) only will be converted based on selected currency (Column L) and Column BB (TAXES) value (INR) will be added to the converted values.
Note on K170: gepadmin: 1. If you choose "Full Conversion" then Column BA (AMOUNT) and Column BB (TAXES) BOTH values will be convert based on selected Currency in (Column L). 2. If you choose "Partial Conversion" then Column BA (AMOUNT) only will be converted based on selected currency (Column L) and Column BB (TAXES) value (INR) will be added to the converted values.
Note on K172: gepadmin: 1. If you choose "Full Conversion" then Column BA (AMOUNT) and Column BB (TAXES) BOTH values will be convert based on selected Currency in (Column L). 2. If you choose "Partial Conversion" then Column BA (AMOUNT) only will be converted based on selected currency (Column L) and Column BB (TAXES) value (INR) will be added to the converted values.
Note on K173: gepadmin: 1. If you choose "Full Conversion" then Column BA (AMOUNT) and Column BB (TAXES) BOTH values will be convert based on selected Currency in (Column L). 2. If you choose "Partial Conversion" then Column BA (AMOUNT) only will be converted based on selected currency (Column L) and Column BB (TAXES) value (INR) will be added to the converted values.
Note on K175: gepadmin: 1. If you choose "Full Conversion" then Column BA (AMOUNT) and Column BB (TAXES) BOTH values will be convert based on selected Currency in (Column L). 2. If you choose "Partial Conversion" then Column BA (AMOUNT) only will be converted based on selected currency (Column L) and Column BB (TAXES) value (INR) will be added to the converted values.
Note on K176: gepadmin: 1. If you choose "Full Conversion" then Column BA (AMOUNT) and Column BB (TAXES) BOTH values will be convert based on selected Currency in (Column L). 2. If you choose "Partial Conversion" then Column BA (AMOUNT) only will be converted based on selected currency (Column L) and Column BB (TAXES) value (INR) will be added to the converted values.
Note on K177: gepadmin: 1. If you choose "Full Conversion" then Column BA (AMOUNT) and Column BB (TAXES) BOTH values will be convert based on selected Currency in (Column L). 2. If you choose "Partial Conversion" then Column BA (AMOUNT) only will be converted based on selected currency (Column L) and Column BB (TAXES) value (INR) will be added to the converted values.
Note on K182: gepadmin: 1. If you choose "Full Conversion" then Column BA (AMOUNT) and Column BB (TAXES) BOTH values will be convert based on selected Currency in (Column L). 2. If you choose "Partial Conversion" then Column BA (AMOUNT) only will be converted based on selected currency (Column L) and Column BB (TAXES) value (INR) will be added to the converted values.
Note on K183: gepadmin: 1. If you choose "Full Conversion" then Column BA (AMOUNT) and Column BB (TAXES) BOTH values will be convert based on selected Currency in (Column L). 2. If you choose "Partial Conversion" then Column BA (AMOUNT) only will be converted based on selected currency (Column L) and Column BB (TAXES) value (INR) will be added to the converted values.
Note on K185: gepadmin: 1. If you choose "Full Conversion" then Column BA (AMOUNT) and Column BB (TAXES) BOTH values will be convert based on selected Currency in (Column L). 2. If you choose "Partial Conversion" then Column BA (AMOUNT) only will be converted based on selected currency (Column L) and Column BB (TAXES) value (INR) will be added to the converted values.
Note on K186: gepadmin: 1. If you choose "Full Conversion" then Column BA (AMOUNT) and Column BB (TAXES) BOTH values will be convert based on selected Currency in (Column L). 2. If you choose "Partial Conversion" then Column BA (AMOUNT) only will be converted based on selected currency (Column L) and Column BB (TAXES) value (INR) will be added to the converted values.
Note on K187: gepadmin: 1. If you choose "Full Conversion" then Column BA (AMOUNT) and Column BB (TAXES) BOTH values will be convert based on selected Currency in (Column L). 2. If you choose "Partial Conversion" then Column BA (AMOUNT) only will be converted based on selected currency (Column L) and Column BB (TAXES) value (INR) will be added to the converted values.
Note on K208: gepadmin: 1. If you choose "Full Conversion" then Column BA (AMOUNT) and Column BB (TAXES) BOTH values will be convert based on selected Currency in (Column L). 2. If you choose "Partial Conversion" then Column BA (AMOUNT) only will be converted based on selected currency (Column L) and Column BB (TAXES) value (INR) will be added to the converted values.
Note on K209: gepadmin: 1. If you choose "Full Conversion" then Column BA (AMOUNT) and Column BB (TAXES) BOTH values will be convert based on selected Currency in (Column L). 2. If you choose "Partial Conversion" then Column BA (AMOUNT) only will be converted based on selected currency (Column L) and Column BB (TAXES) value (INR) will be added to the converted values.
Note on K211: gepadmin: 1. If you choose "Full Conversion" then Column BA (AMOUNT) and Column BB (TAXES) BOTH values will be convert based on selected Currency in (Column L). 2. If you choose "Partial Conversion" then Column BA (AMOUNT) only will be converted based on selected currency (Column L) and Column BB (TAXES) value (INR) will be added to the converted values.
Note on K212: gepadmin: 1. If you choose "Full Conversion" then Column BA (AMOUNT) and Column BB (TAXES) BOTH values will be convert based on selected Currency in (Column L). 2. If you choose "Partial Conversion" then Column BA (AMOUNT) only will be converted based on selected currency (Column L) and Column BB (TAXES) value (INR) will be added to the converted values.
Note on K213: gepadmin: 1. If you choose "Full Conversion" then Column BA (AMOUNT) and Column BB (TAXES) BOTH values will be convert based on selected Currency in (Column L). 2. If you choose "Partial Conversion" then Column BA (AMOUNT) only will be converted based on selected currency (Column L) and Column BB (TAXES) value (INR) will be added to the converted values.
Note on K271: gepadmin: 1. If you choose "Full Conversion" then Column BA (AMOUNT) and Column BB (TAXES) BOTH values will be convert based on selected Currency in (Column L). 2. If you choose "Partial Conversion" then Column BA (AMOUNT) only will be converted based on selected currency (Column L) and Column BB (TAXES) value (INR) will be added to the converted values.
Note on K188: gepadmin: 1. If you choose "Full Conversion" then Column BA (AMOUNT) and Column BB (TAXES) BOTH values will be convert based on selected Currency in (Column L). 2. If you choose "Partial Conversion" then Column BA (AMOUNT) only will be converted based on selected currency (Column L) and Column BB (TAXES) value (INR) will be added to the converted values.
Note on K385: gepadmin: 1. If you choose "Full Conversion" then Column BA (AMOUNT) and Column BB (TAXES) BOTH values will be convert based on selected Currency in (Column L). 2. If you choose "Partial Conversion" then Column BA (AMOUNT) only will be converted based on selected currency (Column L) and Column BB (TAXES) value (INR) will be added to the converted values.
Note on K397: gepadmin: 1. If you choose "Full Conversion" then Column BA (AMOUNT) and Column BB (TAXES) BOTH values will be convert based on selected Currency in (Column L). 2. If you choose "Partial Conversion" then Column BA (AMOUNT) only will be converted based on selected currency (Column L) and Column BB (TAXES) value (INR) will be added to the converted values.
Note on K17: gepadmin: 1. If you choose "Full Conversion" then Column BA (AMOUNT) and Column BB (TAXES) BOTH values will be convert based on selected Currency in (Column L). 2. If you choose "Partial Conversion" then Column BA (AMOUNT) only will be converted based on selected currency (Column L) and Column BB (TAXES) value (INR) will be added to the converted values.
Note on K18: gepadmin: 1. If you choose "Full Conversion" then Column BA (AMOUNT) and Column BB (TAXES) BOTH values will be convert based on selected Currency in (Column L). 2. If you choose "Partial Conversion" then Column BA (AMOUNT) only will be converted based on selected currency (Column L) and Column BB (TAXES) value (INR) will be added to the converted values.
Note on K179: gepadmin: 1. If you choose "Full Conversion" then Column BA (AMOUNT) and Column BB (TAXES) BOTH values will be convert based on selected Currency in (Column L). 2. If you choose "Partial Conversion" then Column BA (AMOUNT) only will be converted based on selected currency (Column L) and Column BB (TAXES) value (INR) will be added to the converted values.
Note on K256: gepadmin: 1. If you choose "Full Conversion" then Column BA (AMOUNT) and Column BB (TAXES) BOTH values will be convert based on selected Currency in (Column L). 2. If you choose "Partial Conversion" then Column BA (AMOUNT) only will be converted based on selected currency (Column L) and Column BB (TAXES) value (INR) will be added to the converted values.
Note on K119: gepadmin: 1. If you choose "Full Conversion" then Column BA (AMOUNT) and Column BB (TAXES) BOTH values will be convert based on selected Currency in (Column L). 2. If you choose "Partial Conversion" then Column BA (AMOUNT) only will be converted based on selected currency (Column L) and Column BB (TAXES) value (INR) will be added to the converted values.
Note on K277: gepadmin: 1. If you choose "Full Conversion" then Column BA (AMOUNT) and Column BB (TAXES) BOTH values will be convert based on selected Currency in (Column L). 2. If you choose "Partial Conversion" then Column BA (AMOUNT) only will be converted based on selected currency (Column L) and Column BB (TAXES) value (INR) will be added to the converted values.

## Macros
Please Enable Macros to View BoQ information