## BoQ1 (hidden)
Percentage BoQ
BoQ_Ver3.0 | Percentage | Normal | INR Only | INR
Select, At Par, Excess (+), Less (-) |  | IOCL
Tender Inviting Authority: The Assistant Engineer, W.B.P.H&.I.D.Corpn. Ltd.
Name of Work: Repair, Renovation and upgradation of three storied Lower Subordinate Quarter consisting of 12 units flat (Quarter-A) alongwith three storied Lower Subordinate Quarter consisting of 12 units flat (Quarter-B) and one storied Lower Subordinate Quarter consisting of 02 units flat (Quarter-C) at Kotawali Police Station (Beside Parade Ground) under Cooch Behar District.
Contract No: WBPHIDCL/ACE/NIT- 122(e)/2019-2020 (1st Call) Sl. No. 4
Bidder Name :
PRICE SCHEDULE (This BOQ template must not be modified/replaced by the bidder and the same should be uploaded after filling the relevent columns, else the bidder is liable to be rejected for this tender. Bidders are allowed to enter the Bidder Name and Values only )
NUMBER # | TEXT # | TEXT # | NUMBER # | TEXT # | NUMBER | NUMBER | TEXT | TEXT # | NUMBER # | TEXT# | TEXT # | NUMBER # | NUMBER | NUMBER | NUMBER | NUMBER | TEXT | TEXT | NUMBER | NUMBER | NUMBER | NUMBER | TEXT | TEXT | NUMBER | NUMBER | NUMBER | NUMBER | TEXT | TEXT | NUMBER | NUMBER | NUMBER | NUMBER | TEXT | TEXT | NUMBER | NUMBER | NUMBER | NUMBER | TEXT | TEXT | NUMBER | NUMBER | NUMBER # | NUMBER # | TEXT | TEXT | NUMBER # | NUMBER # | DATE | NUMBER # | NUMBER # | TEXT #
Sl. No. | Item Description | Item Code / Make | Quantity | Units | Estimated Rate |  |  | Addition / Deduction | Addition / Deduction Values | Currency Convertion against each Item | Quoted Currency in INR / Other Currency | BASIC RATE In Figures To be entered by the Bidder Rs. P | Excise Duty | VAT | Freight Charges ( Unloading & Stacking) | Any Other Taxes/Duties/Levies |  |  | Other Taxes 2 | IIIrd Party i.e DGS&D / RITES etc Inspection Charges @0.34%+Service Tax | Less for Cenvat Credit,if any respect of Supplies Under full Excise Duty Category | [30 empty] | TOTAL AMOUNT With Taxes | TOTAL AMOUNT With Taxes | TOTAL AMOUNT In Words
1 | 2 | 3 | 4 | 5 | 6 | 7 | 8 | 9 | 10 | 11 | 12 | 13 | 14 | 15 | 16 | 17 | 18 | 19 | 20 | 21 | 22 | 23 | 24 | 25 | 26 | 27 | 28 | 29 | 30 | 31 | 32 | 33 | 34 | 35 | 36 | 37 | 38 | 39 | 40 | 41 | 42 | 43 | 44 | 45 | 46 | 47 | 48 | 49 | 50 | 51 | 52 | 53 | 54 | 55
1 | Civil work for Quarter | BI01010001010000000000000515BI0100001112 | [67 empty] | 1 | Construction of chamber for 100mm sluices valve | item1 | 10 | 1 Nos
2 | Cleaning and removing conservancy garbage mixed with rubbish & other filthy materials from the road side flank, drain and compound including sutting, loading, unloading to and from truck or cart by Mathor labour & removing the same to any distance. | BI01010001010000000000000515BI0100001113 | 22.037 | Cum | 64.0485 | 1411.4378 |  | Excess(+) | 1 | Full Conversion | INR | [40 empty] | 1411.4378 | 1411.4378 | INR One Thousand Four Hundred & Eleven and Paise Forty Four Only | 2056 | 24 | 27.1488 | 2325.7472 | 10 | 10 | 11.312 | 10 | 11.312 |  | 56.62 | 64.0485 |  | 56.62 | 64.0485 | 3 | Supplying, Conveying and fixing spls. Including ea | item4 | 10 | Nos
3 | Removing loose scales, blisters etc. from old painted surface and thoroughly smoothening the surface to make the same suitable for receiving fresh coat of paint. | BI01010001010000000000000515BI0100001114 | 395 | Sqm | 23.7552 | 9383.304 |  | Excess(+) | 1 | Full Conversion | INR | [40 empty] | 9383.304 | 9383.304 | INR Nine Thousand Three Hundred & Eighty Three and Paise Thirty Only | 3006 | 110 | 124.432 | 3400.3872 | 50 | 60 | 67.872 | 50 | 56.56 |  | 21 | 23.7552 |  | 21 | 23.7552 | 1.01 | Supplying, Conveying and fixing spls. Including eart | item1 | 123.223 | Nos
4 | Surface Dressing of the ground in any kind of soil including removing vegetation inequalities not exceeding 15 cm depth and disposal of the rubbish within a lead upto 75 m as directed. | BI01010001010000000000000515BI0100001115 | 102 | Sqm | 11.312 | 1153.824 |  | Excess(+) | 1 | Full Conversion | INR | [40 empty] | 1153.824 | 1153.824 | INR One Thousand One Hundred & Fifty Three and Paise Eighty Two Only | 447 | 633.27 | 716.355 | 505.6464 | 48 | 57.6 | 65.1571 | 48 | 54.2976 |  | 10 | 11.312 |  | 10 | 11.312 | 1.02 | Construction of chamber for 100mm sluice plates | item2 | 213 | Nos
5 | Uprooting and removing plants from the surface of walls parapet etc and making good damages. (Repairing of damages to be paid separately). (a) Small plant of girth of exposed stem upto 75 mm. lift upto 6 mtr. | BI01010001010000000000000515BI0100001116 | 30 | Each | 56.56 | 1696.8 |  | Excess(+) | 1 | Full Conversion | INR | [40 empty] | 1696.8 | 1696.8 | INR One Thousand Six Hundred & Ninety Six and Paise Eighty Only | 497 | 324 | 366.5088 | 562.2064 |  | 166 | 187.7792 | 166 | 187.7792 |  | 50 | 56.56 |  | 50 | 56.56 | 2 | Construction of chamber for 100mm sluices valve | item3 | 10 | Nos
6 | Washing and cleaning with oxalic acid powder using 33 gms./sq.m. (b) Floor/ dado other than marble | BI01010001010000000000000515BI0100001117 | 225 | Sqm | 6.2555 | 1407.4956 |  | Excess(+) | 1 | Full Conversion | INR | [40 empty] | 1407.4956 | 1407.4956 | INR One Thousand Four Hundred & Seven and Paise Fifty Only | 547 | 4006 | 4531.5872 | 618.7664 |  | 50 | 56.56 | 50 | 56.56 |  | 5.53 | 6.2555 |  | 5.53 | 6.2555 | 3 | Supplying, Conveying and fixing spls. Including ea | item4 | 10 | Nos
7 | Single Brick Flat Soling of picked jhama bricks including ramming and dressing bed to proper level and filling joints with local sand. | BI01010001010000000000000515BI0100001118 | 427.5 | Sqm. | 364.2464 | 155715.336 |  | Excess(+) | 1 | Full Conversion | INR | [40 empty] | 155715.336 | 155715.336 | INR One Lakh Fifty Five Thousand Seven Hundred & Fifteen and Paise Thirty Four Only | 597 | 5702 | 6450.1024 | 675.3264 |  | 939 | 1062.1968 | 56 | 63.3472 |  | 322 | 364.2464 |  | 322 | 364.2464 | 1.01 | Supplying, Conveying and fixing spls. Including eart | item1 | 123.223 | Nos
8 | Brick work with 1st class bricks in cement mortar (1:4) (a) In foundation and plinth | BI01010001010000000000000515BI0100001119 | 15.75 | cum | 5850.5664 | 92146.4208 |  | Excess(+) | 1 | Full Conversion | INR | [40 empty] | 92146.4208 | 92146.4208 | INR Ninety Two Thousand One Hundred & Forty Six and Paise Forty Two Only | 328 | 5797 | 6557.5664 | 371.0336 |  | 447 | 505.6464 | 62 | 70.1344 |  | 5172 | 5850.5664 |  | 5172 | 5850.5664 | 1.02 | Construction of chamber for 100mm sluice plates | item2 | 213 | Nos
9 | Brick work with 1st class bricks in cement mortar (1:4) (b) In superstructure, ground floor | BI01010001010000000000000515BI0100001120 | 6.55 | Cu.M. | 6102.824 | 39973.4972 |  | Excess(+) | 1 | Full Conversion | INR | [40 empty] | 39973.4972 | 39973.4972 | INR Thirty Nine Thousand Nine Hundred & Seventy Three and Paise Fifty Only | 346 | 5892 | 6665.0304 | 391.3952 |  | 57 | 64.4784 | 939 | 1062.1968 |  | 5395 | 6102.824 |  | 5395 | 6102.824 | 2 | Construction of chamber for 100mm sluices valve | item3 | 10 | Nos
10 | 125 mm. thick brick work with 1st class bricks in cement mortar (1:4) in ground floor. (A) AT GROUND FLOOR | BI01010001010000000000000515BI0100001121 | 275 | sqm | 762.4288 | 209667.92 |  | Excess(+) | 1 | Full Conversion | INR | [40 empty] | 209667.92 | 209667.92 | INR Two Lakh Nine Thousand Six Hundred & Sixty Seven and Paise Ninety Two Only | 364 | 5987 | 6772.4944 | 411.7568 |  | 41 | 46.3792 | 989 | 1118.7568 |  | 674 | 762.4288 |  | 674 | 762.4288 | 1.01 | Supplying, Conveying and fixing spls. Including eart | item1 | 123.223 | Nos
11 | 125 mm. thick brick work with 1st class bricks in cement mortar (1:4) in ground floor. (B) AT FIRST FLOOR | BI01010001010000000000000515BI0100001122 | 2 | sqm | 776.0032 | 1552.0064 |  | Excess(+) | 1 | Full Conversion | INR | [40 empty] | 1552.0064 | 1552.0064 | INR One Thousand Five Hundred & Fifty Two and Paise One Only | 382 | 6082 | 6879.9584 | 432.1184 |  | 278 | 314.4736 | 1039 | 1175.3168 |  | 686 | 776.0032 |  | 686 | 776.0032 | 1.02 | Construction of chamber for 100mm sluice plates | item2 | 213 | Nos
12 | 125 mm. thick brick work with 1st class bricks in cement mortar (1:4) in ground floor. (C) AT SECOND FLOOR AND MUMTY | BI01010001010000000000000515BI0100001123 | 2 | sqm | 789.5776 | 1579.1552 |  | Excess(+) | 1 | Full Conversion | INR | [40 empty] | 1579.1552 | 1579.1552 | INR One Thousand Five Hundred & Seventy Nine and Paise Sixteen Only | 6665.34 | 363 | 410.6256 | 7539.8326 |  | 19 | 21.4928 | 447 | 505.6464 |  | 698 | 789.5776 |  | 698 | 789.5776 | 2 | Construction of chamber for 100mm sluices valve | item3 | 10 | Nos
13 | Ordinary Cement concrete (mix 1:1.5:3) with graded stone chips (20 mm nominal size) excluding shuttering and reinforcement if any, in ground floor as per relevant IS codes.(ii ) River Bazree | BI01010001010000000000000515BI0100001124 | 48.346 | cum | 5437.6784 | 262889.9999 |  | Excess(+) | 1 | Full Conversion | INR | [40 empty] | 262889.9999 | 262889.9999 | INR Two Lakh Sixty Two Thousand Eight Hundred & Eighty Nine and Paise One Hundred Only | 6760.34 | 381 | 430.9872 | 7647.2966 | 90 | 108 | 122.1696 | 497 | 562.2064 |  | 4069 | 4602.8528 |  | 4807 | 5437.6784 | 3 | Supplying, Conveying and fixing spls. Including ea | item4 | 10 | Nos
14 | Ordinary Cement concrete (mix 1:2:4) with graded stone chips (20 mm nominal size) excluding shuttering and reinforcement,if any, in ground floor as per relevant IS codes. (b) River bazree | BI01010001010000000000000515BI0100001125 | 15 | Cu.M. | 4602.8528 | 69042.792 |  | Excess(+) | 1 | Full Conversion | INR | [40 empty] | 69042.792 | 69042.792 | INR Sixty Nine Thousand &Forty Two and Paise Seventy Nine Only | 6855.34 | 399 | 451.3488 | 7754.7606 | 313 | 375.6 | 424.8787 | 547 | 618.7664 |  | 4807 | 5437.6784 |  | 4069 | 4602.8528
15 | Stripping off worn out plaster and raking out joints of walls, celings etc. upto any height and in any floor including removing rubbish within a lead of 75m as directed | BI01010001010000000000000515BI0100001126 | 1012 | Sqm | 21.4928 | 21750.7136 |  | Excess(+) | 1 | Full Conversion | INR | [40 empty] | 21750.7136 | 21750.7136 | INR Twenty One Thousand Seven Hundred & Fifty and Paise Seventy One Only | 19 | 75033 | 84877.3296 | 21.4928 | 71 | 85.2 | 96.3782 | 166.8 | 188.6842 |  | 19 | 21.4928 |  | 19 | 21.4928
16 | Applying 2 coats of bonding agent with synthetic multifunctional rubber emulsion having adhesive and water proofing properties by mixing with water in proportion (1 bonding agent : 4 water : 6 cement) as per Manufacturer's specification. For Water Proofing | BI01010001010000000000000515BI0100001127 | 506 | SqM | 99.5456 | 50370.0736 |  | Excess(+) | 1 | Full Conversion | INR | [40 empty] | 50370.0736 | 50370.0736 | INR Fifty Thousand Three Hundred & Seventy and Paise Seven Only | 739 | 75463 | 85363.7456 | 835.9568 | 85 | 102 | 115.3824 | 171.6 | 194.1139 |  | 88 | 99.5456 |  | 88 | 99.5456
17 | Applying epoxy based reactive joining agent for joining the old concrete with fresh concrete to be applied within manufacturer's specified time as per manufacturers specification. (0.4 Kg / m² of concrete surface). | BI01010001010000000000000515BI0100001128 | 10 | Sqm | 349.5408 | 20440 |  | Excess(+) | 1 | Full Conversion | INR | [40 empty] | 3495.408 | 3495.408 | INR Three Thousand Four Hundred & Ninety Five and Paise Forty One Only | 50 | 5172 | 5850.5664 | 56.56 | 30 | 36 | 40.7232 | 202.8 | 229.4074 |  | 309 | 349.5408 |  | 309 | 349.5408
18 | Plaster (to wall, floor, ceiling etc.) with sand and cement mortar including rounding off or chamfering corners as directed and raking out joints including throating, nosing and drip course, scaffolding/staging where necessary (Ground floor).[Excluding cost of chipping over concrete surface. (ii) c/ With 1:4 cement mortar ,b) 10 mm thick plaster. Ceiling Plaster (A) AT GROUND FLOOR | BI01010001010000000000000515BI0100001129 | 111 | SqM | 142.5312 | 18424 |  | Excess(+) | 1 | Full Conversion | INR | [40 empty] | 15820.9632 | 15820.9632 | INR Fifteen Thousand Eight Hundred & Twenty and Paise Ninety Six Only | 56 | 5395 | 6102.824 | 63.3472 | 80 | 96 | 108.5952 | 207.6 | 234.8371 |  | 126 | 142.5312 |  | 126 | 142.5312
19 | Plaster (to wall, floor, ceiling etc.) with sand and cement mortar including rounding off or chamfering corners as directed and raking out joints including throating, nosing and drip course, scaffolding/staging where necessary (Ground floor).[Excluding cost of chipping over concrete surface. (ii) c/ With 1:4 cement mortar ,b) 10 mm thick plaster. Ceiling Plaster (B) AT FIRST FLOOR | BI01010001010000000000000515BI0100001130 | 100 | SqM | 147.056 | 60825.1 |  | Excess(+) | 1 | Full Conversion | INR | [40 empty] | 14705.6 | 14705.6 | INR Fourteen Thousand Seven Hundred & Five and Paise Sixty Only | 62 | 5506 | 6228.3872 | 70.1344 | 38 | 45.6 | 51.5827 | 212.4 | 240.2669 |  | 130 | 147.056 |  | 130 | 147.056
20 | Plaster (to wall, floor, ceiling etc.) with sand and cement mortar including rounding off or chamfering corners as directed and raking out joints including throating, nosing and drip course, scaffolding/staging where necessary (Ground floor).[Excluding cost of chipping over concrete surface. (ii) c/ With 1:4 cement mortar ,b) 10 mm thick plaster. Ceiling Plaster (C) AT SECOND FLOOR AND MUMTY | BI01010001010000000000000515BI0100001131 | 100 | SqM | 151.5808 | 57600 |  | Excess(+) | 1 | Full Conversion | INR | [40 empty] | 15158.08 | 15158.08 | INR Fifteen Thousand One Hundred & Fifty Eight and Paise Eight Only | 90 | 5617 | 6353.9504 | 101.808 | 82 | 98.4 | 111.3101 | 213.6 | 241.6243 |  | 134 | 151.5808 |  | 134 | 151.5808
21 | Plaster (to wall, floor, ceiling etc.) with sand and cement mortar including rounding off or chamfering corners as directed and raking out joints including throating, nosing and drip course, scaffolding/staging where necessary (Ground floor).[Excluding cost of chipping over concrete surface. With 1:4 cement mortar b) 15mm thick plaster INSIDE (A) AT GROUND FLOOR | BI01010001010000000000000515BI0100001132 | 91 | SqM | 177.5984 | 364255.6 |  | Excess(+) | 1 | Full Conversion | INR | [40 empty] | 16161.4544 | 16161.4544 | INR Sixteen Thousand One Hundred & Sixty One and Paise Forty Five Only | 782 | 5728 | 6479.5136 | 884.5984 | 1294 | 1552.8 | 1756.5274 | 218.4 | 247.0541 |  | 157 | 177.5984 |  | 157 | 177.5984
22 | Plaster (to wall, floor, ceiling etc.) with sand and cement mortar including rounding off or chamfering corners as directed and raking out joints including throating, nosing and drip course, scaffolding/staging where necessary (Ground floor).[Excluding cost of chipping over concrete surface. With 1:4 cement mortar b) 15mm thick plaster INSIDE (B) AT FIRST FLOOR | BI01010001010000000000000515BI0100001133 | 80 | SqM | 182.1232 |  |  | Excess(+) | 1 | Full Conversion | INR | [40 empty] | 14569.856 | 14569.856 | INR Fourteen Thousand Five Hundred & Sixty Nine and Paise Eighty Six Only | 206 | 5839 | 6605.0768 | 233.0272 | 792 | 950.4 | 1075.0925 | 223.2 | 252.4838 |  | 161 | 182.1232 |  | 161 | 182.1232
23 | Plaster (to wall, floor, ceiling etc.) with sand and cement mortar including rounding off or chamfering corners as directed and raking out joints including throating, nosing and drip course, scaffolding/staging where necessary (Ground floor).[Excluding cost of chipping over concrete surface. With 1:4 cement mortar b) 15mm thick plaster INSIDE (C) AT SECOND FLOOR AND MUMTY | BI01010001010000000000000515BI0100001134 | 80 | SqM | 186.648 |  |  | Excess(+) | 1 | Full Conversion | INR | [40 empty] | 14931.84 | 14931.84 | INR Fourteen Thousand Nine Hundred & Thirty One and Paise Eighty Four Only | 586 | 674 | 762.4288 | 662.8832 | 796 | 955.2 | 1080.5222 | 40.8 | 46.153 |  | 165 | 186.648 |  | 165 | 186.648
24 | Plaster (to wall, floor, ceiling etc.) with sand and cement mortar including rounding off or chamfering corners as directed and raking out joints including throating, nosing and drip course, scaffolding/staging where necessary (Ground floor).[Excluding cost of chipping over concrete surface. With 1:6 cement mortar a) 20mm thick plaster OUTSIDE (A) AT GROUND FLOOR | BI01010001010000000000000515BI0100001135 | 1471.5 | SqM | 182.1232 |  |  | Excess(+) | 1 | Full Conversion | INR | [40 empty] | 267994.2888 | 267994.2888 | INR Two Lakh Sixty Seven Thousand Nine Hundred & Ninety Four and Paise Twenty Nine Only | 88 | 686 | 776.0032 | 99.5456 | 655 | 786 | 889.1232 | 41.28 | 46.6959 |  | 161 | 182.1232 |  | 161 | 182.1232
25 | Plaster (to wall, floor, ceiling etc.) with sand and cement mortar including rounding off or chamfering corners as directed and raking out joints including throating, nosing and drip course, scaffolding/staging where necessary (Ground floor).[Excluding cost of chipping over concrete surface. With 1:6 cement mortar a) 20mm thick plaster OUTSIDE (B) AT FIRST FLOOR | BI01010001010000000000000515BI0100001136 | 160 | SqM | 186.648 |  |  | Excess(+) | 1 | Full Conversion | INR | [40 empty] | 29863.68 | 29863.68 | INR Twenty Nine Thousand Eight Hundred & Sixty Three and Paise Sixty Eight Only | 5653 | 698 | 789.5776 | 6394.6736 | 81936 | 98323.2 | 111223.2038 | 41.28 | 46.6959 |  | 165 | 186.648 |  | 165 | 186.648
26 | Plaster (to wall, floor, ceiling etc.) with sand and cement mortar including rounding off or chamfering corners as directed and raking out joints including throating, nosing and drip course, scaffolding/staging where necessary (Ground floor).[Excluding cost of chipping over concrete surface. With 1:6 cement mortar a) 20mm thick plaster OUTSIDE (C) AT SECOND FLOOR AND MUMTY | BI01010001010000000000000515BI0100001137 | 160 | SqM | 191.1728 |  |  | Excess(+) | 1 | Full Conversion | INR | [40 empty] | 30587.648 | 30587.648 | INR Thirty Thousand Five Hundred & Eighty Seven and Paise Sixty Five Only | 264 | 710 | 803.152 | 298.6368 | 3016 | 3619.2 | 4094.039 | 41.28 | 46.6959 |  | 169 | 191.1728 |  | 169 | 191.1728
27 | Neat cement punning about 1.5mm thick in wall,dado,window sill,floor etc. NOTE:Cement 0.152 cu.m per100 sq.m. | BI01010001010000000000000515BI0100001138 | 774.5 | SqM | 38.4608 |  |  | Excess(+) | 1 | Full Conversion | INR | [40 empty] | 29787.8896 | 29787.8896 | INR Twenty Nine Thousand Seven Hundred & Eighty Seven and Paise Eighty Nine Only | 267.96 | 196 | 221.7152 | 303.1164 | 2701 | 3241.2 | 3666.4454 | 55.2 | 62.4422 |  | 34 | 38.4608 |  | 34 | 38.4608
28 | Applying Interior grade Acrylic Primer of approved quality and brand on plastered or cencrete surface old or new surface to receive Distemper/ Acrylic emulsion paint including scraping and preparing the surface throughly, complete as per manufacturer's specification and as per direction of the EIC. ii) Solvent based interior grade Acrylic Primer,(a)One Coats (A) AT GROUND FLOOR | BI01010001010000000000000515BI0100001139 | 3994 | SqM | 38.1214 |  |  | Excess(+) | 1 | Full Conversion | INR | [40 empty] | 152257.0314 | 152257.0314 | INR One Lakh Fifty Two Thousand Two Hundred & Fifty Seven and Paise Three Only | 271.98 | 1012 | 1144.7744 | 307.6638 | 466 | 559.2 | 632.567 | 56.05 | 63.4038 |  | 33.7 | 38.1214 |  | 33.7 | 38.1214
29 | Applying Interior grade Acrylic Primer of approved quality and brand on plastered or cencrete surface old or new surface to receive Distemper/ Acrylic emulsion paint including scraping and preparing the surface throughly, complete as per manufacturer's specification and as per direction of the EIC. ii) Solvent based interior grade Acrylic Primer,(a)One Coats (A) AT FIRST FLOOR | BI01010001010000000000000515BI0100001140 | 3168 | SqM | 38.1214 |  |  | Excess(+) | 1 | Full Conversion | INR | [40 empty] | 120768.7219 | 120768.7219 | INR One Lakh Twenty Thousand Seven Hundred & Sixty Eight and Paise Seventy Two Only | 745 | 1024 | 1158.3488 | 842.744 | 82001 | 98401.2 | 111311.4374 | 56.9 | 64.3653 |  | 33.7 | 38.1214 |  | 33.7 | 38.1214
30 | Applying Interior grade Acrylic Primer of approved quality and brand on plastered or cencrete surface old or new surface to receive Distemper/ Acrylic emulsion paint including scraping and preparing the surface throughly, complete as per manufacturer's specification and as per direction of the EIC. ii) Solvent based interior grade Acrylic Primer,(a)One Coats (B) AT SECOND FLOOR | BI01010001010000000000000515BI0100001141 | 3168 | SqM | 38.1214 |  |  | Excess(+) | 1 | Full Conversion | INR | [40 empty] | 120768.7219 | 120768.7219 | INR One Lakh Twenty Thousand Seven Hundred & Sixty Eight and Paise Seventy Two Only | 750 | 1036 | 1171.9232 | 848.4 | 2907 | 3488.4 | 3946.0781 | 85.2 | 96.3782 |  | 33.7 | 38.1214 |  | 33.7 | 38.1214
31 | Applying Exterior grade Acrylic primer of approved quality and brand on plastered or cencrete surface old or new surface to receive decorative textured(matt finish) or smooth finish acrylic exterior emulsion paint including scraping and preparing the surface throughly, complete as per manufacturer's specification and as per direction of the EIC.[This item to be done under specific instruction of the Superintending Engineer] (b) One Coats (A) AT GROUND FLOOR | BI01010001010000000000000515BI0100001142 | 1676 | SqM | 35.5197 |  |  | Excess(+) | 1 | Full Conversion | INR | [40 empty] | 59530.9837 | 59530.9837 | INR Fifty Nine Thousand Five Hundred & Thirty and Paise Ninety Eight Only | 750 | 224 | 253.3888 | 848.4 | 655 | 786 | 889.1232 | 85.2 | 96.3782 |  | 31.4 | 35.5197 |  | 31.4 | 35.5197
32 | Applying Exterior grade Acrylic primer of approved quality and brand on plastered or cencrete surface old or new surface to receive decorative textured(matt finish) or smooth finish acrylic exterior emulsion paint including scraping and preparing the surface throughly, complete as per manufacturer's specification and as per direction of the EIC.[This item to be done under specific instruction of the Superintending Engineer] (b) One Coats (B) AT FIRST FLOOR | BI01010001010000000000000515BI0100001143 | 792 | SqM | 36.3228 |  |  | Excess(+) | 1 | Full Conversion | INR | [40 empty] | 28767.6829 | 28767.6829 | INR Twenty Eight Thousand Seven Hundred & Sixty Seven and Paise Sixty Eight Only | 755 | 1150 | 1300.88 | 854.056 | 125 | 150 | 169.68 | 102 | 115.3824 |  | 32.11 | 36.3228 |  | 32.11 | 36.3228
33 | Applying Exterior grade Acrylic primer of approved quality and brand on plastered or cencrete surface old or new surface to receive decorative textured(matt finish) or smooth finish acrylic exterior emulsion paint including scraping and preparing the surface throughly, complete as per manufacturer's specification and as per direction of the EIC.[This item to be done under specific instruction of the Superintending Engineer] (b) One Coats (C) AT SECOND FLOOR AND MUMTY | BI01010001010000000000000515BI0100001144 | 872 | SqM | 37.126 |  |  | Excess(+) | 1 | Full Conversion | INR | [40 empty] | 32373.858 | 32373.858 | INR Thirty Two Thousand Three Hundred & Seventy Three and Paise Eighty Six Only | 760 | 1162 | 1314.4544 | 859.712 | 30 | 36 | 40.7232 | 102.85 | 116.3439 |  | 32.82 | 37.126 |  | 32.82 | 37.126
34 | Applying Acrylic Emulsion Paint of approved make and brand on walls and ceiling including sand papering in intermediate coats including putty (to be done under specific instruction of Superintending Engineer) : (Two coats) ii) Luxury Quality (Two coats) (A) AT GROUND FLOOR | BI01010001010000000000000515BI0100001145 | 3994 | SqM | 79.184 |  |  | Excess(+) | 1 | Full Conversion | INR | [40 empty] | 316260.896 | 316260.896 | INR Three Lakh Sixteen Thousand Two Hundred & Sixty and Paise Ninety Only | 186 | 1174 | 1328.0288 | 210.4032 | 43 | 51.6 | 58.3699 | 103.7 | 117.3054 |  | 70 | 79.184 |  | 70 | 79.184
35 | Applying Acrylic Emulsion Paint of approved make and brand on walls and ceiling including sand papering in intermediate coats including putty (to be done under specific instruction of Superintending Engineer) : (Two coats) ii) Luxury Quality (Two coats) (B) AT FIRST FLOOR | BI01010001010000000000000515BI0100001146 | 3168 | SqM | 79.184 |  |  | Excess(+) | 1 | Full Conversion | INR | [40 empty] | 250854.912 | 250854.912 | INR Two Lakh Fifty Thousand Eight Hundred & Fifty Four and Paise Ninety One Only | 190 | 1186 | 1341.6032 | 214.928 | 163 | 195.6 | 221.2627 | 36 | 40.7232 |  | 70 | 79.184 |  | 70 | 79.184
36 | Applying Acrylic Emulsion Paint of approved make and brand on walls and ceiling including sand papering in intermediate coats including putty (to be done under specific instruction of Superintending Engineer) : (Two coats) ii) Luxury Quality (Two coats) (C) AT SECOND FLOOR AND MUMTY | BI01010001010000000000000515BI0100001147 | 3168 | SqM | 79.184 |  |  | Excess(+) | 1 | Full Conversion | INR | [40 empty] | 250854.912 | 250854.912 | INR Two Lakh Fifty Thousand Eight Hundred & Fifty Four and Paise Ninety One Only | 194 | 698 | 789.5776 | 219.4528 | 123 | 147.6 | 166.9651 | 36 | 40.7232 |  | 70 | 79.184 |  | 70 | 79.184
37 | Protective and Decorative Acrylic exterior emulsion paint of approved quality, as per manufacturer's specification and as per direction of EIC to be applied over acrylic primer as required. The rate includes cost of material, labour, scaffolding and all incidental charges but excluding the cost of primer. The items to be selected only with written permission of Superintending Engineer for very resticted and small areas of a building b) Premium 100% Acrylic Emulsion (A) AT GROUND FLOOR | BI01010001010000000000000515BI0100001148 | 1676 | SqM | 95.0208 |  |  | Excess(+) | 1 | Full Conversion | INR | [40 empty] | 159254.8608 | 159254.8608 | INR One Lakh Fifty Nine Thousand Two Hundred & Fifty Four and Paise Eighty Six Only | 198 | 703 | 795.2336 | 223.9776 | 79 | 94.8 | 107.2378 | 36 | 40.7232 |  | 84 | 95.0208 |  | 84 | 95.0208
38 | Protective and Decorative Acrylic exterior emulsion paint of approved quality, as per manufacturer's specification and as per direction of EIC to be applied over acrylic primer as required. The rate includes cost of material, labour, scaffolding and all incidental charges but excluding the cost of primer. The items to be selected only with written permission of Superintending Engineer for very resticted and small areas of a building b) Premium 100% Acrylic Emulsion (B) AT FIRST FLOOR | BI01010001010000000000000515BI0100001149 | 792 | SqM | 95.824 |  |  | Excess(+) | 1 | Full Conversion | INR | [40 empty] | 75892.57 | 75892.57 | INR Seventy Five Thousand Eight Hundred & Ninety Two and Paise Fifty Seven Only | 161 | 708 | 800.8896 | 182.1232 | 16 | 19.2 | 21.719 | 96 | 108.5952 |  | 84.71 | 95.824 |  | 84.71 | 95.824
39 | Protective and Decorative Acrylic exterior emulsion paint of approved quality, as per manufacturer's specification and as per direction of EIC to be applied over acrylic primer as required. The rate includes cost of material, labour, scaffolding and all incidental charges but excluding the cost of primer. The items to be selected only with written permission of Superintending Engineer for very resticted and small areas of a building b) Premium 100% Acrylic Emulsion (C) AT SECOND FLOOR AND MUMTY | BI01010001010000000000000515BI0100001150 | 872 | SqM | 96.6271 |  |  | Excess(+) | 1 | Full Conversion | INR | [40 empty] | 84258.8347 | 84258.8347 | INR Eighty Four Thousand Two Hundred & Fifty Eight and Paise Eighty Three Only | 165 | 713 | 806.5456 | 186.648 | 480 | 576 | 651.5712 | 96 | 108.5952 |  | 85.42 | 96.6271 |  | 85.42 | 96.6271
40 | Priming one coat on steel or other metal surface with synthetic oil bound primer of approved quality including smoothening surfaces by sand papering etc. (A) AT GROUND FLOOR | BI01010001010000000000000515BI0100001151 | 384 | SqM | 32.8048 |  |  | Excess(+) | 1 | Full Conversion | INR | [40 empty] | 12597.0432 | 12597.0432 | INR Twelve Thousand Five Hundred & Ninety Seven and Paise Four Only | 133 | 718 | 812.2016 | 150.4496 | 147 | 176.4 | 199.5437 | 45.6 | 51.5827 |  | 29 | 32.8048 |  | 29 | 32.8048
41 | Priming one coat on steel or other metal surface with synthetic oil bound primer of approved quality including smoothening surfaces by sand papering etc. (B) AT FIRST FLOOR | BI01010001010000000000000515BI0100001152 | 256 | SqM | 32.8048 |  |  | Excess(+) | 1 | Full Conversion | INR | [40 empty] | 8398.0288 | 8398.0288 | INR Eight Thousand Three Hundred & Ninety Eight and Paise Three Only | 137 | 1269 | 1435.4928 | 154.9744 | 85 | 102 | 115.3824 | 98.4 | 111.3101 |  | 29 | 32.8048 |  | 29 | 32.8048
42 | Priming one coat on steel or other metal surface with synthetic oil bound primer of approved quality including smoothening surfaces by sand papering etc. (C) AT SECOND FLOOR AND MUMTY | BI01010001010000000000000515BI0100001153 | 256 | SqM | 32.8048 |  |  | Excess(+) | 1 | Full Conversion | INR | [40 empty] | 8398.0288 | 8398.0288 | INR Eight Thousand Three Hundred & Ninety Eight and Paise Three Only | 141 | 1274 | 1441.1488 | 159.4992 | 21 | 25.2 | 28.5062 | 98.4 | 111.3101 |  | 29 | 32.8048 |  | 29 | 32.8048
43 | Painting with best quality synthetic enamel paint of approved make and brand including smoothening surface by sand papering etc. including using of approved putty etc. on the surface, if necessary . On Steel and other Metal Surface .Two coat with any shade except white.With super gloss (hi-gloss) - (A) AT GROUND FLOOR | BI01010001010000000000000515BI0100001154 | 384 | SqM | 89.3648 |  |  | Excess(+) | 1 | Full Conversion | INR | [40 empty] | 34316.0832 | 34316.0832 | INR Thirty Four Thousand Three Hundred & Sixteen and Paise Eight Only | 119 | 1279 | 1446.8048 | 134.6128 | 33 | 39.6 | 44.7955 | 98.4 | 111.3101 |  | 79 | 89.3648 |  | 79 | 89.3648
44 | Painting with best quality synthetic enamel paint of approved make and brand including smoothening surface by sand papering etc. including using of approved putty etc. on the surface, if necessary . On Steel and other Metal Surface .Two coat with any shade except white.With super gloss (hi-gloss) - (B) AT FIRST FLOOR | BI01010001010000000000000515BI0100001155 | 256 | SqM | 89.3648 |  |  | Excess(+) | 1 | Full Conversion | INR | [40 empty] | 22877.3888 | 22877.3888 | INR Twenty Two Thousand Eight Hundred & Seventy Seven and Paise Thirty Nine Only | 71907 | 1284 | 1452.4608 | 81341.1984 | 57 | 68.4 | 77.3741 | 1248 | 1411.7376 |  | 79 | 89.3648 |  | 79 | 89.3648
45 | Painting with best quality synthetic enamel paint of approved make and brand including smoothening surface by sand papering etc. including using of approved putty etc. on the surface, if necessary . On Steel and other Metal Surface .Two coat with any shade except white.With super gloss (hi-gloss) - (C) AT SECOND FLOOR AND MUMTY | BI01010001010000000000000515BI0100001156 | 256 | SqM | 89.3648 |  |  | Excess(+) | 1 | Full Conversion | INR | [40 empty] | 22877.3888 | 22877.3888 | INR Twenty Two Thousand Eight Hundred & Seventy Seven and Paise Thirty Nine Only | 25 | 2313 | 2616.4656 | 28.28 | 84 | 100.8 | 114.025 | 1262.4 | 1428.0269 |  | 79 | 89.3648 |  | 79 | 89.3648
46 | Priming one coat on timber or plastered surface with synthetic oil bound primer of approved quality including smoothening surfaces by sand papering etc. (A) AT GROUND FLOOR | BI01010001010000000000000515BI0100001157 | 537 | SqM | 42.9856 |  |  | Excess(+) | 1 | Full Conversion | INR | [40 empty] | 23083.2672 | 23083.2672 | INR Twenty Three Thousand &Eighty Three and Paise Twenty Seven Only | 2270 | 10021 | 11335.7552 | 2567.824 | 861 | 1033.2 | 1168.7558 | 1276.8 | 1444.3162 |  | 38 | 42.9856 |  | 38 | 42.9856
47 | Priming one coat on timber or plastered surface with synthetic oil bound primer of approved quality including smoothening surfaces by sand papering etc. (B) AT FIRST FLOOR | BI01010001010000000000000515BI0100001158 | 384 | SqM | 42.9856 |  |  | Excess(+) | 1 | Full Conversion | INR | [40 empty] | 16506.4704 | 16506.4704 | INR Sixteen Thousand Five Hundred & Six and Paise Forty Seven Only | 477 | 10121.21 | 11449.1128 | 539.5824 | 815 | 978 | 1106.3136 | 268.8 | 304.0666 |  | 38 | 42.9856 |  | 38 | 42.9856
48 | Priming one coat on timber or plastered surface with synthetic oil bound primer of approved quality including smoothening surfaces by sand papering etc. (C) AT SECOND FLOOR AND MUMTY | BI01010001010000000000000515BI0100001159 | 384 | SqM | 42.9856 |  |  | Excess(+) | 1 | Full Conversion | INR | [40 empty] | 16506.4704 | 16506.4704 | INR Sixteen Thousand Five Hundred & Six and Paise Forty Seven Only | 2968 | 10222.4221 | 11563.6039 | 3357.4016 | 3788 | 4545.6 | 5141.9827 | 209 | 236.4208 |  | 38 | 42.9856 |  | 38 | 42.9856
49 | Painting with best quality synthetic enamel paint of approved make and brand including smoothening surface by sand papering etc. including using of approved putty etc. on the surface, if necessary :(a) On timber or plastered surface. With super gloss (hi-gloss) -(iv) Two coats (with any shade except white) (A) AT GROUND FLOOR | BI01010001010000000000000515BI0100001160 | 537 | SqM | 91.6272 |  |  | Excess(+) | 1 | Full Conversion | INR | [40 empty] | 49203.8064 | 49203.8064 | INR Forty Nine Thousand Two Hundred & Three and Paise Eighty One Only | 47 | 10324.6463 | 11679.2399 | 53.1664 | 73761 | 88513.2 | 100126.1318 | 224 | 253.3888 |  | 81 | 91.6272 |  | 81 | 91.6272
50 | Painting with best quality synthetic enamel paint of approved make and brand including smoothening surface by sand papering etc. including using of approved putty etc. on the surface, if necessary :(a) On timber or plastered surface. With super gloss (hi-gloss) -(iv) Two coats (with any shade except white) (B) AT FIRST FLOOR | BI01010001010000000000000515BI0100001161 | 384 | SqM | 91.6272 |  |  | Excess(+) | 1 | Full Conversion | INR | [40 empty] | 35184.8448 | 35184.8448 | INR Thirty Five Thousand One Hundred & Eighty Four and Paise Eighty Four Only | 40 | 4351 | 4921.8512 | 45.248 | 334 | 400.8 | 453.385 | 950.4 | 1075.0925 |  | 81 | 91.6272 |  | 81 | 91.6272
51 | Painting with best quality synthetic enamel paint of approved make and brand including smoothening surface by sand papering etc. including using of approved putty etc. on the surface, if necessary :(a) On timber or plastered surface. With super gloss (hi-gloss) -(iv) Two coats (with any shade except white) (C) AT SECOND FLOOR AND MUMTY | BI01010001010000000000000515BI0100001162 | 384 | SqM | 91.6272 |  |  | Excess(+) | 1 | Full Conversion | INR | [40 empty] | 35184.8448 | 35184.8448 | INR Thirty Five Thousand One Hundred & Eighty Four and Paise Eighty Four Only | 17 | 81936 | 92686.0032 | 19.2304 | 6719 | 8062.8 | 9120.6394 | 956.4 | 1081.8797 |  | 81 | 91.6272 |  | 81 | 91.6272
52 | 18 mm. to 22 mm. thick, kota stone slab set in 20 mm thick (avg) cement mortar (1:4) in floor, stair & lobby including pointing in cement slurry with admixture of pigment matching the stone shade, including grinding & polishing as per direction of Engineer - in - charge to match with the existing work. [Slurry for bedding @ 4.4 kg/Sq.m and pointing @2.0 kg/Sq.m] (A) AT GROUND FLOOR | BI01010001010000000000000515BI0100001163 | 31 | SqM | 1144.7744 |  |  | Excess(+) | 1 | Full Conversion | INR | [40 empty] | 35488.0064 | 35488.0064 | INR Thirty Five Thousand Four Hundred & Eighty Eight and Paise One Only | 129 | 713 | 806.5456 | 145.9248 | 4132 | 4751.8 | 5375.2362 | 814.8 | 921.7018 |  | 1012 | 1144.7744 |  | 1012 | 1144.7744
53 | 18 mm. to 22 mm. thick, kota stone slab set in 20 mm thick (avg) cement mortar (1:4) in floor, stair & lobby including pointing in cement slurry with admixture of pigment matching the stone shade, including grinding & polishing as per direction of Engineer - in - charge to match with the existing work. [Slurry for bedding @ 4.4 kg/Sq.m and pointing @2.0 kg/Sq.m] (B) AT FIRST FLOOR | BI01010001010000000000000515BI0100001164 | 24 | SqM | 1158.3488 |  |  | Excess(+) | 1 | Full Conversion | INR | [40 empty] | 27800.3712 | 27800.3712 | INR Twenty Seven Thousand Eight Hundred and Paise Thirty Seven Only | 133 | 718 | 812.2016 | 150.4496 | 4386 | 5043.9 | 5705.6597 | 98323.2 | 111223.2038 |  | 1024 | 1158.3488 |  | 1024 | 1158.3488
54 | 18 mm. to 22 mm. thick, kota stone slab set in 20 mm thick (avg) cement mortar (1:4) in floor, stair & lobby including pointing in cement slurry with admixture of pigment matching the stone shade, including grinding & polishing as per direction of Engineer - in - charge to match with the existing work. [Slurry for bedding @ 4.4 kg/Sq.m and pointing @2.0 kg/Sq.m] (C) AT SECOND FLOOR AND MUMTY | BI01010001010000000000000515BI0100001165 | 24 | SqM | 1171.9232 |  |  | Excess(+) | 1 | Full Conversion | INR | [40 empty] | 28126.1568 | 28126.1568 | INR Twenty Eight Thousand One Hundred & Twenty Six and Paise Sixteen Only | 137 | 1269 | 1435.4928 | 154.9744 | 139 | 159.85 | 180.8223 | 98563.2 | 111494.6918 |  | 1036 | 1171.9232 |  | 1036 | 1171.9232
55 | Extra cost of labour for pre finish and pre moulded nosing to treads of steps,railing,window sil etc of kota stone. | BI01010001010000000000000515BI0100001166 | 140 | Rm | 253.3888 |  |  | Excess(+) | 1 | Full Conversion | INR | [40 empty] | 35474.432 | 35474.432 | INR Thirty Five Thousand Four Hundred & Seventy Four and Paise Forty Three Only | 141 | 1274 | 1441.1488 | 159.4992 | 65 | 74.75 | 84.5572 | 98803.2 | 111766.1798 |  | 224 | 253.3888 |  | 224 | 253.3888
56 | Supplying, fitting and fixing 18 mm. to 22mm. thick kota stone slab in wall, dado in 15mm thick [avg] cement mortar (1:3) includingmaking suitable arrangement to hold thestone properly by brass / copper hooksincluding pointing in cement mortar (1:2) (1cement : 2 marble dust) with admixture ofpigments matching the stone shadeincluding grinding and polishing all completeas per direction of Engineer-in-charge including cost of materials, labour, scaffolding, staging, curing complete.[Using cement slurry for bedding @4.4 kg/Sq.m and for jointing @1.8 kg/Sq.m] (A) AT GROUND FLOOR | BI01010001010000000000000515BI0100001167 | 5 | SqM | 1300.88 |  |  | Excess(+) | 1 | Full Conversion | INR | [40 empty] | 6504.4 | 6504.4 | INR Six Thousand Five Hundred & Four and Paise Forty Only | 119 | 1279 | 1446.8048 | 134.6128 | 48 | 55.2 | 62.4422 | 3619.2 | 4094.039 |  | 1150 | 1300.88 |  | 1150 | 1300.88
57 | Supplying, fitting and fixing 18 mm. to 22mm. thick kota stone slab in wall, dado in 15mm thick [avg] cement mortar (1:3) includingmaking suitable arrangement to hold thestone properly by brass / copper hooksincluding pointing in cement mortar (1:2) (1cement : 2 marble dust) with admixture ofpigments matching the stone shadeincluding grinding and polishing all completeas per direction of Engineer-in-charge including cost of materials, labour, scaffolding, staging, curing complete.[Using cement slurry for bedding @4.4 kg/Sq.m and for jointing @1.8 kg/Sq.m] (B) AT FIRST FLOOR | BI01010001010000000000000515BI0100001168 | 4 | SqM | 1314.4544 |  |  | Excess(+) | 1 | Full Conversion | INR | [40 empty] | 5257.8176 | 5257.8176 | INR Five Thousand Two Hundred & Fifty Seven and Paise Eighty Two Only | 71907 | 1284 | 1452.4608 | 81341.1984 | 65 | 74.75 | 84.5572 | 3636 | 4113.0432 |  | 1162 | 1314.4544 |  | 1162 | 1314.4544
58 | Supplying, fitting and fixing 18 mm. to 22mm. thick kota stone slab in wall, dado in 15mm thick [avg] cement mortar (1:3) includingmaking suitable arrangement to hold thestone properly by brass / copper hooksincluding pointing in cement mortar (1:2) (1cement : 2 marble dust) with admixture ofpigments matching the stone shadeincluding grinding and polishing all completeas per direction of Engineer-in-charge including cost of materials, labour, scaffolding, staging, curing complete.[Using cement slurry for bedding @4.4 kg/Sq.m and for jointing @1.8 kg/Sq.m] (C) AT SECOND FLOOR | BI01010001010000000000000515BI0100001169 | 4 | SqM | 1328.0288 |  |  | Excess(+) | 1 | Full Conversion | INR | [40 empty] | 5312.1152 | 5312.1152 | INR Five Thousand Three Hundred & Twelve and Paise Twelve Only | 25 | 2313 | 2616.4656 | 28.28 | 246 | 282.9 | 320.0165 | 3652.8 | 4132.0474 |  | 1174 | 1328.0288 |  | 1174 | 1328.0288
59 | Supplying, fitting & fixing 1st quality Ceramic tiles in walls and floors to match with the existing work & 4 nos. of key stones (10mm) fixed with araldite at the back of each tile & finishing the joints with white cement mixed with colouring oxide if required to match the colour of tiles including roughening of concrete surface, if necessary or by synthetic adhesive & grout materials etc. (A) Floor With Sand Cement Mortar (1:4) 20 mm thick & 2 mm thick cement slurry at back side of tiles using cement @ 2.91 Kg/Sq.m & joint filling using white cement slurry @ 0.20kg/Sq.m (a) Area of each tile upto 0.09 Sq.m (ii) Other than Coloured decorative including white (A) AT GROUND FLOOR | BI01010001010000000000000515BI0100001170 | 38 | SqM | 789.5776 |  |  | Excess(+) | 1 | Full Conversion | INR | [40 empty] | 30003.9488 | 30003.9488 | INR Thirty Thousand &Three and Paise Ninety Five Only | 2270 | 10021 | 11335.7552 | 2567.824 | 1074 | 1235.1 | 1397.1451 | 3241.2 | 3666.4454 |  | 698 | 789.5776 |  | 698 | 789.5776
60 | Supplying, fitting & fixing 1st quality Ceramic tiles in walls and floors to match with the existing work & 4 nos. of key stones (10mm) fixed with araldite at the back of each tile & finishing the joints with white cement mixed with colouring oxide if required to match the colour of tiles including roughening of concrete surface, if necessary or by synthetic adhesive & grout materials etc. (A) Floor With Sand Cement Mortar (1:4) 20 mm thick & 2 mm thick cement slurry at back side of tiles using cement @ 2.91 Kg/Sq.m & joint filling using white cement slurry @ 0.20kg/Sq.m (a) Area of each tile upto 0.09 Sq.m (ii) Other than Coloured decorative including white (B) AT FIRST FLOOR | BI01010001010000000000000515BI0100001171 | 30 | SqM | 795.2336 |  |  | Excess(+) | 1 | Full Conversion | INR | [40 empty] | 23857.008 | 23857.008 | INR Twenty Three Thousand Eight Hundred & Fifty Seven and Paise One Only | 477 | 10121.21 | 11449.1128 | 539.5824 | 249 | 286.35 | 323.9191 | 3258 | 3685.4496 |  | 703 | 795.2336 |  | 703 | 795.2336
61 | Supplying, fitting & fixing 1st quality Ceramic tiles in walls and floors to match with the existing work & 4 nos. of key stones (10mm) fixed with araldite at the back of each tile & finishing the joints with white cement mixed with colouring oxide if required to match the colour of tiles including roughening of concrete surface, if necessary or by synthetic adhesive & grout materials etc. (A) Floor With Sand Cement Mortar (1:4) 20 mm thick & 2 mm thick cement slurry at back side of tiles using cement @ 2.91 Kg/Sq.m & joint filling using white cement slurry @ 0.20kg/Sq.m (a) Area of each tile upto 0.09 Sq.m (ii) Other than Coloured decorative including white (C) AT SECOND FLOOR AND MUMTY | BI01010001010000000000000515BI0100001172 | 30 | SqM | 800.8896 |  |  | Excess(+) | 1 | Full Conversion | INR | [40 empty] | 24026.688 | 24026.688 | INR Twenty Four Thousand &Twenty Six and Paise Sixty Nine Only | 2968 | 10222.4221 | 11563.6039 | 3357.4016 | 938 | 1078.7 | 1220.2254 | 3274.8 | 3704.4538 |  | 708 | 800.8896 |  | 708 | 800.8896
62 | Supplying, fitting & fixing 1st quality Ceramic tiles in walls and floors to match with the existing work & 4 nos. of key stones (10mm) fixed with araldite at the back of each tile & finishing the joints with white cement mixed with colouring oxide if required to match the colour of tiles including roughening of concrete surface, if necessary or by synthetic adhesive & grout materials etc. (A) Floor With Sand Cement Mortar (1:4) 20 mm thick & 2 mm thick cement slurry at back side of tiles using cement @ 2.91 Kg/Sq.m & joint filling using white cement slurry @ 0.20kg/Sq.m (b) Area of each tile above 0.09 Sq.m (ii) Other than Coloured decorative including white (A) AT GROUND FLOOR | BI01010001010000000000000515BI0100001173 | 450 | SqM | 962.6512 |  |  | Excess(+) | 1 | Full Conversion | INR | [40 empty] | 433193.04 | 433193.04 | INR Four Lakh Thirty Three Thousand One Hundred & Ninety Three and Paise Four Only | 47 | 10324.6463 | 11679.2399 | 53.1664 | 387 | 445.05 | 503.4406 | 559.2 | 632.567 |  | 851 | 962.6512 |  | 851 | 962.6512
63 | Supplying, fitting & fixing 1st quality Ceramic tiles in walls and floors to match with the existing work & 4 nos. of key stones (10mm) fixed with araldite at the back of each tile & finishing the joints with white cement mixed with colouring oxide if required to match the colour of tiles including roughening of concrete surface, if necessary or by synthetic adhesive & grout materials etc. (A) Floor With Sand Cement Mortar (1:4) 20 mm thick & 2 mm thick cement slurry at back side of tiles using cement @ 2.91 Kg/Sq.m & joint filling using white cement slurry @ 0.20kg/Sq.m (b) Area of each tile above 0.09 Sq.m (ii) Other than Coloured decorative including white (B) AT FIRST FLOOR | BI01010001010000000000000515BI0100001174 | 370 | SqM | 968.3072 |  |  | Excess(+) | 1 | Full Conversion | INR | [40 empty] | 358273.664 | 358273.664 | INR Three Lakh Fifty Eight Thousand Two Hundred & Seventy Three and Paise Sixty Six Only | 40 | 4351 | 4921.8512 | 45.248 | 1208 | 1389.2 | 1571.463 | 559.2 | 632.567 |  | 856 | 968.3072 |  | 856 | 968.3072
64 | Supplying, fitting & fixing 1st quality Ceramic tiles in walls and floors to match with the existing work & 4 nos. of key stones (10mm) fixed with araldite at the back of each tile & finishing the joints with white cement mixed with colouring oxide if required to match the colour of tiles including roughening of concrete surface, if necessary or by synthetic adhesive & grout materials etc. (A) Floor With Sand Cement Mortar (1:4) 20 mm thick & 2 mm thick cement slurry at back side of tiles using cement @ 2.91 Kg/Sq.m & joint filling using white cement slurry @ 0.20kg/Sq.m (b) Area of each tile above 0.09 Sq.m (ii) Other than Coloured decorative including white (C) AT SECOND FLOOR AND MUMTY | BI01010001010000000000000515BI0100001175 | 370 | SqM | 973.9632 |  |  | Excess(+) | 1 | Full Conversion | INR | [40 empty] | 360366.384 | 360366.384 | INR Three Lakh Sixty Thousand Three Hundred & Sixty Six and Paise Thirty Eight Only | 17 | 81936 | 92686.0032 | 19.2304 | 456 | 524.4 | 593.2013 | 559.2 | 632.567 |  | 861 | 973.9632 |  | 861 | 973.9632
65 | Supplying, fitting & fixing 1st quality Ceramic tiles in walls and floors to match with the existing work & 4 nos. of key stones (10mm) fixed with araldite at the back of each tile & finishing the joints with white cement mixed with colouring oxide if required to match the colour of tiles including roughening of concrete surface, if necessary or by synthetic adhesive & grout materials etc. .(B) Wall With Sand Cement Mortar (1:3) 15 mm thick & 2 mm thick cement slurry at back side of tiles using cement @ 2.91 Kg/Sq.m & joint filling using white cement slurry @ 0.20kg/Sq.m (a) Area of each tile upto 0.09 Sq.m (ii) Other than Coloured decorative including white (A) AT GROUND FLOOR | BI01010001010000000000000515BI0100001176 | 142 | SqM | 795.2336 |  |  | Excess(+) | 1 | Full Conversion | INR | [40 empty] | 112923.1712 | 112923.1712 | INR One Lakh Twelve Thousand Nine Hundred & Twenty Three and Paise Seventeen Only | 10021 | 82136 | 92912.2432 | 11335.7552 | 439 | 504.85 | 571.0863 | 12343.2 | 13962.6278 |  | 703 | 795.2336 |  | 703 | 795.2336
66 | Supplying, fitting & fixing 1st quality Ceramic tiles in walls and floors to match with the existing work & 4 nos. of key stones (10mm) fixed with araldite at the back of each tile & finishing the joints with white cement mixed with colouring oxide if required to match the colour of tiles including roughening of concrete surface, if necessary or by synthetic adhesive & grout materials etc. .(B) Wall With Sand Cement Mortar (1:3) 15 mm thick & 2 mm thick cement slurry at back side of tiles using cement @ 2.91 Kg/Sq.m & joint filling using white cement slurry @ 0.20kg/Sq.m (a) Area of each tile upto 0.09 Sq.m (ii) Other than Coloured decorative including white (B) AT FIRST FLOOR | BI01010001010000000000000515BI0100001177 | 116 | SqM | 800.8896 |  |  | Excess(+) | 1 | Full Conversion | INR | [40 empty] | 92903.1936 | 92903.1936 | INR Ninety Two Thousand Nine Hundred & Three and Paise Nineteen Only | 10121.21 | 82336 | 93138.4832 | 11449.1128 | 100 | 115 | 130.088 | 12466.63 | 14102.2519 |  | 708 | 800.8896 |  | 708 | 800.8896
67 | Supplying, fitting & fixing 1st quality Ceramic tiles in walls and floors to match with the existing work & 4 nos. of key stones (10mm) fixed with araldite at the back of each tile & finishing the joints with white cement mixed with colouring oxide if required to match the colour of tiles including roughening of concrete surface, if necessary or by synthetic adhesive & grout materials etc. .(B) Wall With Sand Cement Mortar (1:3) 15 mm thick & 2 mm thick cement slurry at back side of tiles using cement @ 2.91 Kg/Sq.m & joint filling using white cement slurry @ 0.20kg/Sq.m (a) Area of each tile upto 0.09 Sq.m (C) AT SECOND FLOOR AND MUMTY (ii) Other than Coloured decorative including white | BI01010001010000000000000515BI0100001178 | 116 | SqM | 806.5456 |  |  | Excess(+) | 1 | Full Conversion | INR | [40 empty] | 93559.2896 | 93559.2896 | INR Ninety Three Thousand Five Hundred & Fifty Nine and Paise Twenty Nine Only | 10222.4221 | 82536 | 93364.7232 | 11563.6039 | 579 | 665.85 | 753.2095 | 12591.3 | 14243.2786 |  | 713 | 806.5456 |  | 713 | 806.5456
68 | Supplying, fitting and fixing Black Stone slab used in Kitchen slab, alcove, wardrobe etc. laid and jointed with necessary adhesive Cement mortar (1:2) including grinding or polishing as per direction of Engineer-in -Charge in Ground Floor.(a) Slab Thickness 20 to 25 mm (A) AT GROUND FLOOR | BI01010001010000000000000515BI0100001179 | 9 | Sq.M | 727.3616 |  |  | Excess(+) | 1 | Full Conversion | INR | [40 empty] | 6546.2544 | 6546.2544 | INR Six Thousand Five Hundred & Forty Six and Paise Twenty Five Only | 4351 | 2659 | 3007.8608 | 4921.8512 | 1369 | 1574.35 | 1780.9047 | 150 | 169.68 |  | 643 | 727.3616 |  | 643 | 727.3616
69 | Supplying, fitting and fixing Black Stone slab used in Kitchen slab, alcove, wardrobe etc. laid and jointed with necessary adhesive Cement mortar (1:2) including grinding or polishing as per direction of Engineer-in -Charge in Ground Floor.(a) Slab Thickness 20 to 25 mm (B) AT FIRST FLOOR | BI01010001010000000000000515BI0100001180 | 6 | Sq.M | 740.936 |  |  | Excess(+) | 1 | Full Conversion | INR | [40 empty] | 4445.616 | 4445.616 | INR Four Thousand Four Hundred & Forty Five and Paise Sixty Two Only | 29 | 2673 | 3023.6976 | 32.8048 | 156 | 179.4 | 202.9373 | 36 | 40.7232 |  | 655 | 740.936 |  | 655 | 740.936
70 | Supplying, fitting and fixing Black Stone slab used in Kitchen slab, alcove, wardrobe etc. laid and jointed with necessary adhesive Cement mortar (1:2) including grinding or polishing as per direction of Engineer-in -Charge in Ground Floor.(a) Slab Thickness 20 to 25 mm (C) AT SECOND FLOOR AND MUMTY | BI01010001010000000000000515BI0100001181 | 6 | Sq.M | 754.5104 |  |  | Excess(+) | 1 | Full Conversion | INR | [40 empty] | 4527.0624 | 4527.0624 | INR Four Thousand Five Hundred & Twenty Seven and Paise Six Only | 38 | 2687 | 3039.5344 | 42.9856 | 400 | 404 | 457.0048 | 51.6 | 58.3699 |  | 667 | 754.5104 |  | 667 | 754.5104
71 | Wood work in door and window frame fitted and fixed in position complete including a protective coat of painting at the contact surface of the frame exluding cost of concrete, Iron Butt Hinges and M.S clamps. (The quantum should be correted upto three decimals). (d) Sal : Local. (A) AT GROUND FLOOR | BI01010001010000000000000515BI0100001182 | 0.123 | CuM. | 81341.1984 |  |  | Excess(+) | 1 | Full Conversion | INR | [40 empty] | 10004.9674 | 10004.9674 | INR Ten Thousand &Four and Paise Ninety Seven Only |  |  |  |  | 823 | 831.23 | 940.2874 | 195.6 | 221.2627 |  | 71907 | 81341.1984 |  | 71907 | 81341.1984
72 | Wood work in door and window frame fitted and fixed in position complete including a protective coat of painting at the contact surface of the frame exluding cost of concrete, Iron Butt Hinges and M.S clamps. (The quantum should be correted upto three decimals). (d) Sal : Local. (B) AT FIRST FLOOR | BI01010001010000000000000515BI0100001183 | 0.078 | CuM. | 81567.4384 |  |  | Excess(+) | 1 | Full Conversion | INR | [40 empty] | 6362.2602 | 6362.2602 | INR Six Thousand Three Hundred & Sixty Two and Paise Twenty Six Only |  |  |  |  | 2210 | 2232.1 | 2524.9515 | 147.6 | 166.9651 |  | 72107 | 81567.4384 |  | 72107 | 81567.4384
73 | Wood work in door and window frame fitted and fixed in position complete including a protective coat of painting at the contact surface of the frame exluding cost of concrete, Iron Butt Hinges and M.S clamps. (The quantum should be correted upto three decimals). (d) Sal : Local. (B) AT SECOND FLOOR AND MUMTY | BI01010001010000000000000515BI0100001184 | 0.078 | CuM. | 81793.6784 |  |  | Excess(+) | 1 | Full Conversion | INR | [40 empty] | 6379.9069 | 6379.9069 | INR Six Thousand Three Hundred & Seventy Nine and Paise Ninety One Only |  |  |  |  | 3090 | 3120.9 | 3530.3621 | 94.8 | 107.2378 |  | 72307 | 81793.6784 |  | 72307 | 81793.6784
74 | Supplying solid flush type doors of commercial quality, the timber frame consisting of top and bottom rails and side styles of well seasoned timber 65mm wide each and the entire frame fitted with 37.5mm wide battens places both ways in order to make the door of solid core and internal lipping with Garjan or similar wood veneers using phenol formaldehyde as glue etc. complete, including fitting, fixing shutters in position but excluding the cost of hinges and other fittings in ground floor.(a) 35 mm thick shutters (single leaf) (A) AT GROUND FLOOR | BI01010001010000000000000515BI0100001185 | 6.9 | SqM | 3007.8608 |  |  | Excess(+) | 1 | Full Conversion | INR | [40 empty] | 20754.2395 | 20754.2395 | INR Twenty Thousand Seven Hundred & Fifty Four and Paise Twenty Four Only |  |  |  |  | 170 | 171.7 | 194.227 | 19.2 | 21.719 |  | 2659 | 3007.8608 |  | 2659 | 3007.8608
75 | Supplying solid flush type doors of commercial quality, the timber frame consisting of top and bottom rails and side styles of well seasoned timber 65mm wide each and the entire frame fitted with 37.5mm wide battens places both ways in order to make the door of solid core and internal lipping with Garjan or similar wood veneers using phenol formaldehyde as glue etc. complete, including fitting, fixing shutters in position but excluding the cost of hinges and other fittings in ground floor.(a) 35 mm thick shutters (single leaf) (B) AT FIRST FLOOR | BI01010001010000000000000515BI0100001186 | 4.8 | SqM | 3023.6976 | 14513.7485 |  | Excess(+) | 1 | Full Conversion | INR | [40 empty] | 14513.7485 | 14513.7485 | INR Fourteen Thousand Five Hundred & Thirteen and Paise Seventy Five Only | [7 empty] | 576 | 651.5712 |  | 2673 | 3023.6976 |  | 2673 | 3023.6976
76 | Supplying solid flush type doors of commercial quality, the timber frame consisting of top and bottom rails and side styles of well seasoned timber 65mm wide each and the entire frame fitted with 37.5mm wide battens places both ways in order to make the door of solid core and internal lipping with Garjan or similar wood veneers using phenol formaldehyde as glue etc. complete, including fitting, fixing shutters in position but excluding the cost of hinges and other fittings in ground floor.(a) 35 mm thick shutters (single leaf) (B) AT SECOND FLOOR AND MUMTY | BI01010001010000000000000515BI0100001187 | 4.8 | SqM | 3039.5344 | 14589.7651 |  | Excess(+) | 1 | Full Conversion | INR | [40 empty] | 14589.7651 | 14589.7651 | INR Fourteen Thousand Five Hundred & Eighty Nine and Paise Seventy Seven Only | [7 empty] | 6370.8 | 7206.649 |  | 2687 | 3039.5344 |  | 2687 | 3039.5344
77 | Panel shutters of door and window, as per design (each panel consisting of single plank without joint), including fitting and fixing the same in position but excluding the cost of hinge and other fittings. (iii) 35mm thick shutters with 19mm thick panel of size 30 to 45 cm. (b) Sishu, Gamar, Champ,Badam,Bhola, Mogra, Hallak. (A) AT GROUND FLOOR | BI01010001010000000000000515BI0100001188 | 9 | SqM | 3154.9168 | 28394.2512 |  | Excess(+) | 1 | Full Conversion | INR | [40 empty] | 28394.2512 | 28394.2512 | INR Twenty Eight Thousand Three Hundred & Ninety Four and Paise Twenty Five Only | [7 empty] | 88491.6 | 100101.6979 |  | 2789 | 3154.9168 |  | 2789 | 3154.9168
78 | Panel shutters of door and window, as per design (each panel consisting of single plank without joint), including fitting and fixing the same in position but excluding the cost of hinge and other fittings. (iii) 35mm thick shutters with 19mm thick panel of size 30 to 45 cm. (b) Sishu, Gamar, Champ,Badam,Bhola, Mogra, Hallak. (B) AT FIRST FLOOR | BI01010001010000000000000515BI0100001189 | 6 | SqM | 3187.7216 | 19126.3296 |  | Excess(+) | 1 | Full Conversion | INR | [40 empty] | 19126.3296 | 19126.3296 | INR Nineteen Thousand One Hundred & Twenty Six and Paise Thirty Three Only | [7 empty] | 400.8 | 453.385 |  | 2818 | 3187.7216 |  | 2818 | 3187.7216
79 | Panel shutters of door and window, as per design (each panel consisting of single plank without joint), including fitting and fixing the same in position but excluding the cost of hinge and other fittings. (iii) 35mm thick shutters with 19mm thick panel of size 30 to 45 cm. (b) Sishu, Gamar, Champ,Badam,Bhola, Mogra, Hallak. (B) AT SECOND FLOOR AND MUMTY | BI01010001010000000000000515BI0100001190 | 6 | SqM | 3220.5264 | 19323.1584 |  | Excess(+) | 1 | Full Conversion | INR | [40 empty] | 19323.1584 | 19323.1584 | INR Nineteen Thousand Three Hundred & Twenty Three and Paise Sixteen Only | [7 empty] | 8062.8 | 9120.6394 |  | 2847 | 3220.5264 |  | 2847 | 3220.5264
80 | Supplying, fitting & fixing fibre reinforced polymer (FRP) Composite door shutters as per approved design with glass fibre reinforced plastic moulded skins and a special sandwich core, so as to impart monolitaheic composite structure as per approved technology of Department of Science and Technology (DST) to satisfy IS:4020 door testing performance criteria. (ii) 32 mm thick (A) AT GROUND FLOOR | BI01010001010000000000000515BI0100001191 | 19.4 | SqM | 3125.5056 | 60634.8086 |  | Excess(+) | 1 | Full Conversion | INR | [40 empty] | 60634.8086 | 60634.8086 | INR Sixty Thousand Six Hundred & Thirty Four and Paise Eighty One Only | [7 empty] | 142.8 | 161.5354 |  | 2763 | 3125.5056 |  | 2763 | 3125.5056
81 | Supplying, fitting & fixing fibre reinforced polymer (FRP) Composite door shutters as per approved design with glass fibre reinforced plastic moulded skins and a special sandwich core, so as to impart monolitaheic composite structure as per approved technology of Department of Science and Technology (DST) to satisfy IS:4020 door testing performance criteria. (ii) 32 mm thick (B) AT FIRST FLOOR | BI01010001010000000000000515BI0100001192 | 16 | SqM | 3141.3424 | 50261.4784 |  | Excess(+) | 1 | Full Conversion | INR | [40 empty] | 50261.4784 | 50261.4784 | INR Fifty Thousand Two Hundred & Sixty One and Paise Forty Eight Only | [7 empty] | 142.8 | 161.5354 |  | 2777 | 3141.3424 |  | 2777 | 3141.3424
82 | Supplying, fitting & fixing fibre reinforced polymer (FRP) Composite door shutters as per approved design with glass fibre reinforced plastic moulded skins and a special sandwich core, so as to impart monolitaheic composite structure as per approved technology of Department of Science and Technology (DST) to satisfy IS:4020 door testing performance criteria. (ii) 32 mm thick (B) AT SECOND FLOOR AND MUMTY | BI01010001010000000000000515BI0100001193 | 16 | SqM | 3157.1792 | 50514.8672 |  | Excess(+) | 1 | Full Conversion | INR | [40 empty] | 50514.8672 | 50514.8672 | INR Fifty Thousand Five Hundred & Fourteen and Paise Eighty Seven Only | [7 empty] | 142.8 | 161.5354 |  | 2791 | 3157.1792 |  | 2791 | 3157.1792
83 | Supplying, fitting and fixing fibre reinforced polymer (FRP) Composite door frame as per approved section with glass fibre reinforced plastic moulded skins and a special sandwich core, so as to impart monolitaheic composite structure as per approved technology of Department of Science and Technology (DST) to safisfy IS: 4020 door testing performance criteria. (ii) 66mm x 90mm (A) AT GROUND FLOOR | BI01010001010000000000000515BI0100001194 | 18 | Mtr. | 562.2064 | 10119.7152 |  | Excess(+) | 1 | Full Conversion | INR | [40 empty] | 10119.7152 | 10119.7152 | INR Ten Thousand One Hundred & Nineteen and Paise Seventy Two Only | [7 empty] | 21 | 23.7552 |  | 497 | 562.2064 |  | 497 | 562.2064
84 | Supplying, fitting and fixing fibre reinforced polymer (FRP) Composite door frame as per approved section with glass fibre reinforced plastic moulded skins and a special sandwich core, so as to impart monolitaheic composite structure as per approved technology of Department of Science and Technology (DST) to safisfy IS: 4020 door testing performance criteria. (ii) 66mm x 90mm (B) AT FIRST FLOOR | BI01010001010000000000000515BI0100001195 | 8 | Mtr. | 562.2064 | 4497.6512 |  | Excess(+) | 1 | Full Conversion | INR | [40 empty] | 4497.6512 | 4497.6512 | INR Four Thousand Four Hundred & Ninety Seven and Paise Sixty Five Only | [7 empty] | 13.62 | 15.4069 |  | 497 | 562.2064 |  | 497 | 562.2064
85 | Supplying, fitting and fixing fibre reinforced polymer (FRP) Composite door frame as per approved section with glass fibre reinforced plastic moulded skins and a special sandwich core, so as to impart monolitaheic composite structure as per approved technology of Department of Science and Technology (DST) to safisfy IS: 4020 door testing performance criteria. (ii) 66mm x 90mm (B) AT SECOND FLOOR AND MUMTY | BI01010001010000000000000515BI0100001196 | 8 | Mtr. | 562.2064 | 4497.6512 |  | Excess(+) | 1 | Full Conversion | INR | [40 empty] | 4497.6512 | 4497.6512 | INR Four Thousand Four Hundred & Ninety Seven and Paise Sixty Five Only | [7 empty] | 6.83 | 7.7261 |  | 497 | 562.2064 |  | 497 | 562.2064
86 | Labour for taking out door and window frame including shutter for repair or replacement of different parts of the frame & refixing the same including mending good all damaes complete. (Concrete and brick work for mending damage will be paid separately) (a) Upto area 2.5 Sq.m | BI01010001010000000000000515BI0100001197 | 126 | Sq.M | 134.6128 | 16961.2128 |  | Excess(+) | 1 | Full Conversion | INR | [40 empty] | 16961.2128 | 16961.2128 | INR Sixteen Thousand Nine Hundred & Sixty One and Paise Twenty One Only | [7 empty] | 6.83 | 7.7261 |  | 119 | 134.6128 |  | 119 | 134.6128
87 | M.S.or W.I. Ornamental grill of approved design joints continuously welded with M.S, W.I. Flats and bars of windows, railing etc. fitted and fixed with necessary screws and lugs in ground floor. (ii) Grill weighing above 10 Kg./sq.mtr and up to 16 Kg./sq. mtr (A) AT GROUND FLOOR | BI01010001010000000000000515BI0100001198 | 3.3 | Qntl | 11335.7552 | 37407.9922 |  | Excess(+) | 1 | Full Conversion | INR | [40 empty] | 37407.9922 | 37407.9922 | INR Thirty Seven Thousand Four Hundred & Seven and Paise Ninety Nine Only | [7 empty] | 922.8 | 1043.8714 |  | 10021 | 11335.7552 |  | 10021 | 11335.7552
88 | M.S.or W.I. Ornamental grill of approved design joints continuously welded with M.S, W.I. Flats and bars of windows, railing etc. fitted and fixed with necessary screws and lugs in ground floor. (ii) Grill weighing above 10 Kg./sq.mtr and up to 16 Kg./sq. mtr (B) AT FIRST FLOOR | BI01010001010000000000000515BI0100001199 | 2.2 | Qntl | 11449.1128 |  |  | Excess(+) | 1 | Full Conversion | INR | [40 empty] | 25188.0481 | 25188.0481 | INR Twenty Five Thousand One Hundred & Eighty Eight and Paise Five Only | [7 empty] | 1360.8 | 1539.337 |  | 10121.21 | 11449.1128 |  | 10121.21 | 11449.1128
89 | M.S.or W.I. Ornamental grill of approved design joints continuously welded with M.S, W.I. Flats and bars of windows, railing etc. fitted and fixed with necessary screws and lugs in ground floor. (ii) Grill weighing above 10 Kg./sq.mtr and up to 16 Kg./sq. mtr (B) AT SECOND FLOOR AND MUMTY | BI01010001010000000000000515BI0100001200 | 2.2 | Qntl | 11563.6039 |  |  | Excess(+) | 1 | Full Conversion | INR | [40 empty] | 25439.9285 | 25439.9285 | INR Twenty Five Thousand Four Hundred & Thirty Nine and Paise Ninety Three Only | [7 empty] | 283.2 | 320.3558 |  | 10222.4221 | 11563.6039 |  | 10222.4221 | 11563.6039
90 | Collapsible gate with 40mm x 40mm x 6mm Tee as top and bottom guide rail, 20mm x 10mm x 2mm vertical channels 100mm apart in fully stretched position 20mm x 5mm M.S. flats as collapsible bracings properly rivetted and washered including 38mm steel rollers including locking arrangements, fitted and fixed in position with lugs set in cement concrete and including cutting necessary holes, chasing etc. in walls, floors etc. and making good damages complete. (A) AT GROUND FLOOR | BI01010001010000000000000515BI0100001201 | 12.5 | Sqm | 4921.8512 |  |  | Excess(+) | 1 | Full Conversion | INR | [40 empty] | 61523.14 | 61523.14 | INR Sixty One Thousand Five Hundred & Twenty Three and Paise Fourteen Only | [7 empty] | 246 | 278.2752 |  | 4351 | 4921.8512 |  | 4351 | 4921.8512
91 | Anodised aliminium D-type handle of approved quality manufactured from extruded section conforming to I.S. specification (I.S. 230/72) fitted and fixed complete:(a) With continuous plate base (Hexagonal / Round rod) (v) 125 mm grip x 12 mm dia rod. | BI01010001010000000000000515BI0100001202 | 14 | Each | 116.5136 | 20440 |  | Excess(+) | 1 | Full Conversion | INR | [40 empty] | 1631.1904 | 1631.1904 | INR One Thousand Six Hundred & Thirty One and Paise Nineteen Only | [7 empty] | 1094.4 | 1237.9853 |  | 103 | 116.5136 |  | 103 | 116.5136
92 | Supplying, fitting and fixing M.S. clamps for door and window frame made of flat bent bar, end bifurcated with necessary screws etc. by cement concrete(1:2:4) as per direction. (Cost of concrete will be paid separately) 40mm X 6mm, 250mm Length. | BI01010001010000000000000515BI0100001203 | 50 | Each | 32.8048 | 18424 |  | Excess(+) | 1 | Full Conversion | INR | [40 empty] | 1640.24 | 1640.24 | INR One Thousand Six Hundred & Forty and Paise Twenty Four Only | [7 empty] | 350.4 | 396.3725 |  | 29 | 32.8048 |  | 29 | 32.8048
93 | Iron butt hinges of approved quality fitted and fixed with steel screws, with ISI mark 100mm X 50mm X 1.25mm | BI01010001010000000000000515BI0100001204 | 70 | Each | 48.6416 | 60825.1 |  | Excess(+) | 1 | Full Conversion | INR | [40 empty] | 3404.912 | 3404.912 | INR Three Thousand Four Hundred & Four and Paise Ninety One Only | [7 empty] | 234 | 264.7008 |  | 43 | 48.6416 |  | 43 | 48.6416
94 | Taking out old iron higes and fitting, fixing the same with new steel screws.(e) 100mm. Long butt hinge. | BI01010001010000000000000515BI0100001205 | 60 | Each | 18.0992 | 57600 |  | Excess(+) | 1 | Full Conversion | INR | [40 empty] | 1085.952 | 1085.952 | INR One Thousand &Eighty Five and Paise Ninety Five Only | [7 empty] | 176.4 | 199.5437 |  | 16 | 18.0992 |  | 16 | 18.0992
95 | Iron hasp bolt of approved quality fitted and fixed complete (oxidised) with 16mm dia rod with centre bolt and round fitting. 250mm long. | BI01010001010000000000000515BI0100001206 | 14 | Each | 179.8608 | 364255.6 |  | Excess(+) | 1 | Full Conversion | INR | [40 empty] | 2518.0512 | 2518.0512 | INR Two Thousand Five Hundred & Eighteen and Paise Five Only | [7 empty] | 102 | 115.3824 |  | 159 | 179.8608 |  | 159 | 179.8608
96 | (iii) Steel body foot-door holder. | BI01010001010000000000000515BI0100001207 | 14 | Each | 75.7904 |  |  | Excess(+) | 1 | Full Conversion | INR | [40 empty] | 1061.0656 | 1061.0656 | INR One Thousand &Sixty One and Paise Seven Only | [7 empty] | 25.2 | 28.5062 |  | 67 | 75.7904 |  | 67 | 75.7904
97 | Anodised aluminium barrel / tower /socket bolt (full covered) of approved manufractured from extructed section conforming to I.S. 204/74 fitted with cadmium plated screws. 200mm long x 10mm dia. bolt. | BI01010001010000000000000515BI0100001208 | 14 | Each | 88.2336 |  |  | Excess(+) | 1 | Full Conversion | INR | [40 empty] | 1235.2704 | 1235.2704 | INR One Thousand Two Hundred & Thirty Five and Paise Twenty Seven Only | [7 empty] | 39.6 | 44.7955 |  | 78 | 88.2336 |  | 78 | 88.2336
98 | Supplying bubble free float glass of approved make and brand conforming to IS: 2835-1987. ii) 4mm thick coloured / tinted / smoke glass. | BI01010001010000000000000515BI0100001209 | 75 | SqM. | 529.4016 |  |  | Excess(+) | 1 | Full Conversion | INR | [40 empty] | 39705.12 | 39705.12 | INR Thirty Nine Thousand Seven Hundred & Five and Paise Twelve Only | [7 empty] | 68.4 | 77.3741 |  | 468 | 529.4016 |  | 468 | 529.4016
99 | Cement concrete (1:1.5:3) with graded stone chips 5.6 mm sizewith hexagonal square mesh wire netting, I.R.C. fabric mesh or X.P. M. fitted and fixed after tying the existing reinforcement on concrete without distributing the same and with proper scarping and cleaning the reinforcement and disturbed concrete with wire brush etc. after applying a coat of cement including the cost of wire netting I.R.C or X. P. M. & cost of all handling and scaffolding complete as per direction of Engineer-in -charge. a) 20 mm thick a) 20 mm thick | BI01010001010000000000000515BI0100001210 | 34 | Sqm | 558.8128 |  |  | Excess(+) | 1 | Full Conversion | INR | [40 empty] | 18999.6352 | 18999.6352 | INR Eighteen Thousand Nine Hundred & Ninety Nine and Paise Sixty Four Only | [7 empty] | 2374.8 | 2686.3738 |  | 494 | 558.8128 |  | 494 | 558.8128
100 | Ordinary Cement concrete (mix 1:2:4) with graded stone chips (6mm nominal size) excluding shuttering and reinforcement,if any, in gound floor as per relevant IS codes Pakur variety | BI01010001010000000000000515BI0100001211 | 29 | CuM. | 6255.536 |  |  | Excess(+) | 1 | Full Conversion | INR | [40 empty] | 181410.544 | 181410.544 | INR One Lakh Eighty One Thousand Four Hundred & Ten and Paise Fifty Four Only | [7 empty] | 109.2 | 123.527 |  | 5530 | 6255.536 |  | 5530 | 6255.536
101 | Supplying dividing strip fitted and fixed with cement mortar (1:3) in mosaic or patent stone floor, dado etc. complete as per direction of the Engineer-in-charge. (i) Glass - 3mm. Thick (a) 20 mm. wide strip | BI01010001010000000000000515BI0100001212 | 450 | Mtr. | 19.2304 |  |  | Excess(+) | 1 | Full Conversion | INR | [40 empty] | 8653.68 | 8653.68 | INR Eight Thousand Six Hundred & Fifty Three and Paise Sixty Eight Only | [7 empty] | 128.4 | 145.2461 |  | 17 | 19.2304 |  | 17 | 19.2304
102 | Supplying, fitting and fixing CPVC (Chlorinated Polyvinyl Chloride) pipes of approved make conforming to IS-15778: 2007 . with all necessary accessories, specials viz. socket, bend, tee, union, cross, elbo, nipple, longscrew, reducing socket, reducing tee, short piece etc. fitted with holder bats clamps, including cutting pipes, fitting, fixing etc. complete in all respect including cost of all necessary fittings as required,jointing materials in any position above ground. (Payment will be made on the centre line measurements of total pipe line including all specials. No separate payment will be made for accesories, specials. Supreem made (a) For Exposed Work(ii) CPVC Pipes Class-2,SDR-13.5 40 mm | BI01010001010000000000000515BI0100001213 | 85 | Mtr. | 416.2816 |  |  | Excess(+) | 1 | Full Conversion | INR | [40 empty] | 35383.936 | 35383.936 | INR Thirty Five Thousand Three Hundred & Eighty Three and Paise Ninety Four Only | [7 empty] | 710.4 | 803.6045 |  | 368 | 416.2816 |  | 368 | 416.2816
103 | Supplying, fitting and fixing CPVC (Chlorinated Polyvinyl Chloride) pipes of approved make conforming to IS-15778: 2007 . with all necessary accessories, specials viz. socket, bend, tee, union, cross, elbo, nipple, longscrew, reducing socket, reducing tee, short piece etc. fitted with holder bats clamps, including cutting pipes, fitting, fixing etc. complete in all respect including cost of all necessary fittings as required,jointing materials in any position above ground. (Payment will be made on the centre line measurements of total pipe line including all specials. No separate payment will be made for accesories, specials. Supreem made (a) For Exposed Work(ii) CPVC Pipes Class-2,SDR-13.5 32 mm | BI01010001010000000000000515BI0100001214 | 85 | Mtr. | 299.768 |  |  | Excess(+) | 1 | Full Conversion | INR | [40 empty] | 25480.28 | 25480.28 | INR Twenty Five Thousand Four Hundred & Eighty and Paise Twenty Eight Only | [7 empty] | 570 | 644.784 |  | 265 | 299.768 |  | 265 | 299.768
104 | Supplying, fitting and fixing CPVC (Chlorinated Polyvinyl Chloride) pipes of approved make conforming to IS-15778: 2007 . with all necessary accessories, specials viz. socket, bend, tee, union, cross, elbo, nipple, longscrew, reducing socket, reducing tee, short piece etc. fitted with holder bats clamps, including cutting pipes, fitting, fixing etc. complete in all respect including cost of all necessary fittings as required,jointing materials in any position above ground. (Payment will be made on the centre line measurements of total pipe line including all specials. No separate payment will be made for accesories, specials. Supreem made (a) For Exposed Work(ii) CPVC Pipes Class-2,SDR-13.5 25 mm | BI01010001010000000000000515BI0100001215 | 125 | Mtr. | 203.616 |  |  | Excess(+) | 1 | Full Conversion | INR | [40 empty] | 25452 | 25452 | INR Twenty Five Thousand Four Hundred & Fifty Two Only | [7 empty] | 225.6 | 255.1987 |  | 180 | 203.616 |  | 180 | 203.616
105 | Supplying, fitting and fixing CPVC (Chlorinated Polyvinyl Chloride) pipes of approved make conforming to IS-15778: 2007 . with all necessary accessories, specials viz. socket, bend, tee, union, cross, elbo, nipple, longscrew, reducing socket, reducing tee, short piece etc. fitted with holder bats clamps, including cutting pipes, fitting, fixing etc. complete in all respect including cost of all necessary fittings as required,jointing materials in any position above ground. (Payment will be made on the centre line measurements of total pipe line including all specials. No separate payment will be made for accesories, specials. Supreem made (b) For Concealed Work,(ii) CPVC Pipes Class-2,SDR-13.5 15 mm | BI01010001010000000000000515BI0100001216 | 100 | Mtr. | 143.6624 |  |  | Excess(+) | 1 | Full Conversion | INR | [40 empty] | 14366.24 | 14366.24 | INR Fourteen Thousand Three Hundred & Sixty Six and Paise Twenty Four Only | [7 empty] | 735.6 | 832.1107 |  | 127 | 143.6624 |  | 127 | 143.6624
106 | Supplying, fitting and fixing CPVC (Chlorinated Polyvinyl Chloride) pipes of approved make conforming to IS-15778: 2007 . with all necessary accessories, specials viz. socket, bend, tee, union, cross, elbo, nipple, longscrew, reducing socket, reducing tee, short piece etc. fitted with holder bats clamps, including cutting pipes, fitting, fixing etc. complete in all respect including cost of all necessary fittings as required,jointing materials in any position above ground. (Payment will be made on the centre line measurements of total pipe line including all specials. No separate payment will be made for accesories, specials. Supreem made (b) For Concealed Work,(ii) CPVC Pipes Class-2,SDR-13.5 20 mm | BI01010001010000000000000515BI0100001217 | 100 | Mtr. | 180.992 |  |  | Excess(+) | 1 | Full Conversion | INR | [40 empty] | 18099.2 | 18099.2 | INR Eighteen Thousand &Ninety Nine and Paise Twenty Only | [7 empty] | 1033.2 | 1168.7558 |  | 160 | 180.992 |  | 160 | 180.992
107 | Supplying, fitting and fixing Peet's valve fullway gunmetal standard pattern best quality of approved brand bearing I.S.I. marking with fittings (tested to 21 kg per sq. cm.). 40mm mm dia | BI01010001010000000000000515BI0100001218 | 2 | Each | 1861.9552 |  |  | Excess(+) | 1 | Full Conversion | INR | [40 empty] | 3723.9104 | 3723.9104 | INR Three Thousand Seven Hundred & Twenty Three and Paise Ninety One Only | [7 empty] | 978 | 1106.3136 |  | 1646 | 1861.9552 |  | 1646 | 1861.9552
108 | Supplying, fitting and fixing Peet's valve fullway gunmetal standard pattern best quality of approved brand bearing I.S.I. marking with fittings (tested to 21 kg per sq. cm.). 32 mm mm dia | BI01010001010000000000000515BI0100001219 | 2 | Each | 1423.0496 |  |  | Excess(+) | 1 | Full Conversion | INR | [40 empty] | 2846.0992 | 2846.0992 | INR Two Thousand Eight Hundred & Forty Six and Paise Ten Only | [7 empty] | 542.4 | 613.5629 |  | 1258 | 1423.0496 |  | 1258 | 1423.0496
109 | Supplying, fitting and fixing Peet's valve fullway gunmetal standard pattern best quality of approved brand bearing I.S.I. marking with fittings (tested to 21 kg per sq. cm.). 25 mm mm dia | BI01010001010000000000000515BI0100001220 | 3 | Each | 1031.6544 |  |  | Excess(+) | 1 | Full Conversion | INR | [40 empty] | 3094.9632 | 3094.9632 | INR Three Thousand &Ninety Four and Paise Ninety Six Only | [7 empty] | 102 | 115.3824 |  | 912 | 1031.6544 |  | 912 | 1031.6544
110 | Supply of UPVC pipes (B Type) and fittings conforming to IS-13592-1992 (A) (i) Single Socketed 3 Mtr. Length (a) 75 mm | BI01010001010000000000000515BI0100001221 | 83 | Mtr. | 221.7152 |  |  | Excess(+) | 1 | Full Conversion | INR | [40 empty] | 18402.3616 | 18402.3616 | INR Eighteen Thousand Four Hundred & Two and Paise Thirty Six Only | [7 empty] | 122.4 | 138.4589 |  | 196 | 221.7152 |  | 196 | 221.7152
111 | Supply of UPVC pipes (B Type) and fittings conforming to IS-13592-1992 (A) (i) Single Socketed 3 Mtr. Length b) 110 mm | BI01010001010000000000000515BI0100001222 | 250 | Mtr. | 330.3104 |  |  | Excess(+) | 1 | Full Conversion | INR | [40 empty] | 82577.6 | 82577.6 | INR Eighty Two Thousand Five Hundred & Seventy Seven and Paise Sixty Only | [7 empty] | 45 | 50.904 |  | 292 | 330.3104 |  | 292 | 330.3104
112 | Supply of UPVC pipes (B Type) and fittings conforming to IS-13592-1992 (A) (i) Single Socketed 3 Mtr. Length (c) 160 mm | BI01010001010000000000000515BI0100001223 | 80 | Mtr. | 617.6352 |  |  | Excess(+) | 1 | Full Conversion | INR | [40 empty] | 49410.816 | 49410.816 | INR Forty Nine Thousand Four Hundred & Ten and Paise Eighty Two Only | [7 empty] | 12520.8 | 14163.529 |  | 546 | 617.6352 |  | 546 | 617.6352
113 | Supply of UPVC pipes (B Type) and fittings conforming to IS-13592-1992 (B) Fittings(75 MM) x) Bend 87.5º | BI01010001010000000000000515BI0100001224 | 18 | Each | 69.0032 |  |  | Excess(+) | 1 | Full Conversion | INR | [40 empty] | 1242.0576 | 1242.0576 | INR One Thousand Two Hundred & Forty Two and Paise Six Only | [7 empty] | 357.6 | 404.5171 |  | 61 | 69.0032 |  | 61 | 69.0032
114 | Supply of UPVC pipes (B Type) and fittings conforming to IS-13592-1992 (B) Fittings(75 MM) (ii) Door Tee (75mm) | BI01010001010000000000000515BI0100001225 | 18 | Each | 114.2512 |  |  | Excess(+) | 1 | Full Conversion | INR | [40 empty] | 2056.5216 | 2056.5216 | INR Two Thousand &Fifty Six and Paise Fifty Two Only | [8 empty] | 4132 | 4814.342 | 101 | 114.2512 |  | 101 | 114.2512
115 | Supply of UPVC pipes (B Type) and fittings conforming to IS-13592-1992 (B) Fittings(75 MM) (iv) Door Bend T.S 75 mm | BI01010001010000000000000515BI0100001226 | 18 | Each | 93.8896 |  |  | Excess(+) | 1 | Full Conversion | INR | [40 empty] | 1690.0128 | 1690.0128 | INR One Thousand Six Hundred & Ninety and Paise One Only | [8 empty] | 12737 | 14840.3372 | 83 | 93.8896 |  | 83 | 93.8896
116 | Supply of UPVC pipes (B Type) and fittings conforming to IS-13592-1992 (B) Fittings(75 MM) (v) Plain Tee | BI01010001010000000000000515BI0100001227 | 18 | Each | 52.0352 |  |  | Excess(+) | 1 | Full Conversion | INR | [40 empty] | 936.6336 | 936.6336 | INR Nine Hundred & Thirty Six and Paise Sixty Three Only | [8 empty] | 2997 | 3491.9126 | 46 | 52.0352 |  | 46 | 52.0352
117 | Supply of UPVC pipes (B Type) and fittings conforming to IS-13592-1992 (B) Fittings(75 MM) (vii) Pipe Clip 75 mm | BI01010001010000000000000515BI0100001228 | 55 | Each | 18.0992 |  |  | Excess(+) | 1 | Full Conversion | INR | [40 empty] | 995.456 | 995.456 | INR Nine Hundred & Ninety Five and Paise Forty Six Only | [8 empty] | 519 | 604.7056 | 16 | 18.0992 |  | 16 | 18.0992
118 | Supply of UPVC pipes (B Type) and fittings conforming to IS-13592-1992 (B) Fittings(75 MM) (vii) Vent Cowl | BI01010001010000000000000515BI0100001229 | 5 | Each | 28.28 |  |  | Excess(+) | 1 | Full Conversion | INR | [40 empty] | 141.4 | 141.4 | INR One Hundred & Forty One and Paise Forty Only | [8 empty] | 111 | 129.3301 | 25 | 28.28 |  | 25 | 28.28
119 | Supply of UPVC pipes (B Type) and fittings conforming to IS-13592-1992 (B) Fittings (110 MM) x) Bend 87.5º | BI01010001010000000000000515BI0100001230 | 23 | Each | 135.744 |  |  | Excess(+) | 1 | Full Conversion | INR | [40 empty] | 3122.112 | 3122.112 | INR Three Thousand One Hundred & Twenty Two and Paise Eleven Only | [8 empty] | 202 | 235.3575 | 120 | 135.744 |  | 120 | 135.744
120 | Supply of UPVC pipes (B Type) and fittings conforming to IS-13592-1992 (B) Fittings (110 MM) (ii) Door Tee (110 mm) | BI01010001010000000000000515BI0100001231 | 23 | Each | 220.584 |  |  | Excess(+) | 1 | Full Conversion | INR | [40 empty] | 5073.432 | 5073.432 | INR Five Thousand &Seventy Three and Paise Forty Three Only | [8 empty] | 102 | 118.8439 | 195 | 220.584 |  | 195 | 220.584
121 | Supply of UPVC pipes (B Type) and fittings conforming to IS-13592-1992 (B) Fittings (110 MM) (iv) Door Bend T.S 110 mm | BI01010001010000000000000515BI0100001232 | 23 | Each | 166.2864 |  |  | Excess(+) | 1 | Full Conversion | INR | [40 empty] | 3824.5872 | 3824.5872 | INR Three Thousand Eight Hundred & Twenty Four and Paise Fifty Nine Only | [8 empty] | 780 | 908.8061 | 147 | 166.2864 |  | 147 | 166.2864
122 | Supply of UPVC pipes (B Type) and fittings conforming to IS-13592-1992 (B) Fittings (110 MM) (v) Plain Tee | BI01010001010000000000000515BI0100001233 | 23 | Each | 96.152 |  |  | Excess(+) | 1 | Full Conversion | INR | [40 empty] | 2211.496 | 2211.496 | INR Two Thousand Two Hundred & Eleven and Paise Fifty Only | [8 empty] | 76 | 88.5503 | 85 | 96.152 |  | 85 | 96.152
123 | Supply of UPVC pipes (B Type) and fittings conforming to IS-13592-1992 (B) Fittings (110 MM) (vii) Pipe Clip 110 mm | BI01010001010000000000000515BI0100001234 | 92 | Each | 23.7552 |  |  | Excess(+) | 1 | Full Conversion | INR | [40 empty] | 2185.4784 | 2185.4784 | INR Two Thousand One Hundred & Eighty Five and Paise Forty Eight Only | [8 empty] | 377 | 439.2563 | 21 | 23.7552 |  | 21 | 23.7552
124 | Supply of UPVC pipes (B Type) and fittings conforming to IS-13592-1992 (B) Fittings (110 MM) (vii) Vent Cowl | BI01010001010000000000000515BI0100001235 | 6 | Each | 37.3296 |  |  | Excess(+) | 1 | Full Conversion | INR | [40 empty] | 223.9776 | 223.9776 | INR Two Hundred & Twenty Three and Paise Ninety Eight Only | [8 empty] | 971 | 1131.3471 | 33 | 37.3296 |  | 33 | 37.3296
125 | Supply of UPVC pipes (B Type) and fittings conforming to IS-13592-1992 Fittings(160 MM) x) Bend 87.5º | BI01010001010000000000000515BI0100001236 | 12 | Each | 382.3456 |  |  | Excess(+) | 1 | Full Conversion | INR | [40 empty] | 4588.1472 | 4588.1472 | INR Four Thousand Five Hundred & Eighty Eight and Paise Fifteen Only | [8 empty] | 456 | 531.302 | 338 | 382.3456 |  | 338 | 382.3456
126 | Supply of UPVC pipes (B Type) and fittings conforming to IS-13592-1992 Fittings(160 MM) (ii) Door Tee (160mm) | BI01010001010000000000000515BI0100001237 | 12 | Each | 581.4368 |  |  | Excess(+) | 1 | Full Conversion | INR | [40 empty] | 6977.2416 | 6977.2416 | INR Six Thousand Nine Hundred & Seventy Seven and Paise Twenty Four Only | [8 empty] | 1524 | 1775.6673 | 514 | 581.4368 |  | 514 | 581.4368
127 | Supply of UPVC pipes (B Type) and fittings conforming to IS-13592-1992 Fittings(160 MM) (iv) Door Bend T.S 160 mm | BI01010001010000000000000515BI0100001238 | 12 | Each | 417.4128 |  |  | Excess(+) | 1 | Full Conversion | INR | [40 empty] | 5008.9536 | 5008.9536 | INR Five Thousand &Eight and Paise Ninety Five Only | [8 empty] | 286 | 333.2289 | 369 | 417.4128 |  | 369 | 417.4128
128 | Supply of UPVC pipes (B Type) and fittings conforming to IS-13592-1992 Fittings(160 MM) (v) Plain Tee | BI01010001010000000000000515BI0100001239 | 12 | Each | 296.3744 |  |  | Excess(+) | 1 | Full Conversion | INR | [40 empty] | 3556.4928 | 3556.4928 | INR Three Thousand Five Hundred & Fifty Six and Paise Forty Nine Only | [7 empty] | 823 | 831.23 |  | 262 | 296.3744 |  | 262 | 296.3744
129 | Supply of UPVC pipes (B Type) and fittings conforming to IS-13592-1992 Fittings(160 MM) (vii) Pipe Clip 160 mm | BI01010001010000000000000515BI0100001240 | 40 | Each | 48.6416 |  |  | Excess(+) | 1 | Full Conversion | INR | [40 empty] | 1945.664 | 1945.664 | INR One Thousand Nine Hundred & Forty Five and Paise Sixty Six Only | [7 empty] | 2210 | 2232.1 |  | 43 | 48.6416 |  | 43 | 48.6416
130 | Supply of UPVC pipes (B Type) and fittings conforming to IS-13592-1992 Fittings(160 MM) (vii) Vent Cowl | BI01010001010000000000000515BI0100001241 | 4 | Each | 64.4784 |  |  | Excess(+) | 1 | Full Conversion | INR | [40 empty] | 257.9136 | 257.9136 | INR Two Hundred & Fifty Seven and Paise Ninety One Only | [7 empty] | 3090 | 3120.9 |  | 57 | 64.4784 |  | 57 | 64.4784
131 | Supply of UPVC pipes (B Type) and fittings conforming to IS-13592-1992 Nahani Trap | BI01010001010000000000000515BI0100001242 | 20 | Each | 118.776 |  |  | Excess(+) | 1 | Full Conversion | INR | [40 empty] | 2375.52 | 2375.52 | INR Two Thousand Three Hundred & Seventy Five and Paise Fifty Two Only | [7 empty] | 439 | 443.39 |  | 105 | 118.776 |  | 105 | 118.776
132 | Supply of UPVC pipes (B Type) and fittings conforming to IS-13592-1992 Reducer 110 X 75 mm | BI01010001010000000000000515BI0100001243 | 24 | Each | 90.496 |  |  | Excess(+) | 1 | Full Conversion | INR | [40 empty] | 2171.904 | 2171.904 | INR Two Thousand One Hundred & Seventy One and Paise Ninety Only | [7 empty] | 220 | 222.2 |  | 80 | 90.496 |  | 80 | 90.496
133 | Supply of UPVC pipes (B Type) and fittings conforming to IS-13592-1992 Reducing Door Tee 160 X 110 mm | BI01010001010000000000000515BI0100001244 | 10 | Each | 447.9552 |  |  | Excess(+) | 1 | Full Conversion | INR | [40 empty] | 4479.552 | 4479.552 | INR Four Thousand Four Hundred & Seventy Nine and Paise Fifty Five Only | [7 empty] | 6815 | 6883.15 |  | 396 | 447.9552 |  | 396 | 447.9552
134 | Labour for fitting and fixing U.P.V.C piupes for above ground work including cost of joining materials etc. fitting and fixing all necessary specials, cutting pipes,cutting holes in walls or R.C floor where necessary and mending good all damages excluding the cost of masonry or concrete work, if necessary but including the cost and fitting and fixing holder bat clamps (any floor) or for underground work including cutting trenches upto 1.5 mtr. and refilling the same complete as per direction of the Engineer - in - Charge.(payment will be made on centre line measurment of the total pipe line including specials) (A) Above ground (i) 75 mm dia. | BI01010001010000000000000515BI0100001245 | 83 | Mtr. | 50.904 |  |  | Excess(+) | 1 | Full Conversion | INR | [40 empty] | 4225.032 | 4225.032 | INR Four Thousand Two Hundred & Twenty Five and Paise Three Only | [10 empty] | 45 | 50.904 |  | 45 | 50.904
135 | Labour for fitting and fixing U.P.V.C piupes for above ground work including cost of joining materials etc. fitting and fixing all necessary specials, cutting pipes,cutting holes in walls or R.C floor where necessary and mending good all damages excluding the cost of masonry or concrete work, if necessary but including the cost and fitting and fixing holder bat clamps (any floor) or for underground work including cutting trenches upto 1.5 mtr. and refilling the same complete as per direction of the Engineer - in - Charge.(payment will be made on centre line measurment of the total pipe line including specials) (A) Above ground (ii) 110 mm | BI01010001010000000000000515BI0100001246 | 214 | Mtr. | 64.4784 |  |  | Excess(+) | 1 | Full Conversion | INR | [40 empty] | 13798.3776 | 13798.3776 | INR Thirteen Thousand Seven Hundred & Ninety Eight and Paise Thirty Eight Only | [10 empty] | 57 | 64.4784 |  | 57 | 64.4784
136 | Labour for fitting and fixing U.P.V.C piupes for above ground work including cost of joining materials etc. fitting and fixing all necessary specials, cutting pipes,cutting holes in walls or R.C floor where necessary and mending good all damages excluding the cost of masonry or concrete work, if necessary but including the cost and fitting and fixing holder bat clamps (any floor) or for underground work including cutting trenches upto 1.5 mtr. and refilling the same complete as per direction of the Engineer - in - Charge.(payment will be made on centre line measurment of the total pipe line including specials) (A) Above ground (iii) 160 mm dia. | BI01010001010000000000000515BI0100001247 | 40 | Mtr. | 74.6592 |  |  | Excess(+) | 1 | Full Conversion | INR | [40 empty] | 2986.368 | 2986.368 | INR Two Thousand Nine Hundred & Eighty Six and Paise Thirty Seven Only | [10 empty] | 66 | 74.6592 |  | 66 | 74.6592
137 | Labour for fitting and fixing U.P.V.C piupes for above ground work including cost of joining materials etc. fitting and fixing all necessary specials, cutting pipes,cutting holes in walls or R.C floor where necessary and mending good all damages excluding the cost of masonry or concrete work, if necessary but including the cost and fitting and fixing holder bat clamps (any floor) or for underground work including cutting trenches upto 1.5 mtr. and refilling the same complete as per direction of the Engineer - in - Charge.(payment will be made on centre line measurment of the total pipe line including specials) (B) Below Ground (i) 110 mm | BI01010001010000000000000515BI0100001248 | 36 | Mtr. | 95.0208 |  |  | Excess(+) | 1 | Full Conversion | INR | [40 empty] | 3420.7488 | 3420.7488 | INR Three Thousand Four Hundred & Twenty and Paise Seventy Five Only | [10 empty] | 84 | 95.0208 |  | 84 | 95.0208
138 | Labour for fitting and fixing U.P.V.C piupes for above ground work including cost of joining materials etc. fitting and fixing all necessary specials, cutting pipes,cutting holes in walls or R.C floor where necessary and mending good all damages excluding the cost of masonry or concrete work, if necessary but including the cost and fitting and fixing holder bat clamps (any floor) or for underground work including cutting trenches upto 1.5 mtr. and refilling the same complete as per direction of the Engineer - in - Charge.(payment will be made on centre line measurment of the total pipe line including specials) (B) Below Ground (iii) 160 mm dia. | BI01010001010000000000000515BI0100001249 | 40 | Mtr. | 105.2016 |  |  | Excess(+) | 1 | Full Conversion | INR | [40 empty] | 4208.064 | 4208.064 | INR Four Thousand Two Hundred & Eight and Paise Six Only | [10 empty] | 93 | 105.2016 |  | 93 | 105.2016
139 | Labour for dismantling G.I. pipe with fittings. (ix) 100 mm | BI01010001010000000000000515BI0100001250 | 210 | Mtr. | 12.4432 |  |  | Excess(+) | 1 | Full Conversion | INR | [40 empty] | 2613.072 | 2613.072 | INR Two Thousand Six Hundred & Thirteen and Paise Seven Only | [10 empty] | 11 | 12.4432 |  | 11 | 12.4432
140 | Dismantling wash basin with brackets with or without waste fittings. | BI01010001010000000000000515BI0100001251 | 14 | each | 39.592 |  |  | Excess(+) | 1 | Full Conversion | INR | [40 empty] | 554.288 | 554.288 | INR Five Hundred & Fifty Four and Paise Twenty Nine Only | [10 empty] | 35 | 39.592 |  | 35 | 39.592
141 | Dismantling sink with brackets with or without waste fittings. (i) Upto 450 mm length | BI01010001010000000000000515BI0100001252 | 12 | each | 45.248 |  |  | Excess(+) | 1 | Full Conversion | INR | [40 empty] | 542.976 | 542.976 | INR Five Hundred & Forty Two and Paise Ninety Eight Only | [10 empty] | 40 | 45.248 |  | 40 | 45.248
142 | Dismantling Orissa pattern W.C. including taking out of base concrete, if necessary, complete | BI01010001010000000000000515BI0100001253 | 12 | each | 50.904 |  |  | Excess(+) | 1 | Full Conversion | INR | [40 empty] | 610.848 | 610.848 | INR Six Hundred & Ten and Paise Eighty Five Only | [10 empty] | 45 | 50.904 |  | 45 | 50.904
143 | Refixing Orissa pattern W.C. Including cost of base concrete, if necessary, complete.Payment of concrete to be paid seperatly. each | BI01010001010000000000000515BI0100001254 | 12 | each | 99.5456 |  |  | Excess(+) | 1 | Full Conversion | INR | [40 empty] | 1194.5472 | 1194.5472 | INR One Thousand One Hundred & Ninety Four and Paise Fifty Five Only | [10 empty] | 88 | 99.5456 |  | 88 | 99.5456
144 | Dismantling urinal. | BI01010001010000000000000515BI0100001255 | 8 | each | 37.3296 |  |  | Excess(+) | 1 | Full Conversion | INR | [40 empty] | 298.6368 | 298.6368 | INR Two Hundred & Ninety Eight and Paise Sixty Four Only | [10 empty] | 33 | 37.3296 |  | 33 | 37.3296
145 | Cleaning silt of inspection pit. | BI01010001010000000000000515BI0100001256 | 7 | each | 174.2048 |  |  | Excess(+) | 1 | Full Conversion | INR | [40 empty] | 1219.4336 | 1219.4336 | INR One Thousand Two Hundred & Nineteen and Paise Forty Three Only | [10 empty] | 154 | 174.2048 |  | 154 | 174.2048
146 | Removing sludge from septic tank, soak well etc. by methor labour including disposal of the same outside the compound as directed. (ii) Beyond a lead of 150 metre and outside the Municipal limit (c) Upto 50 users:- | BI01010001010000000000000515BI0100001257 | 5 | each | 3736.3536 |  |  | Excess(+) | 1 | Full Conversion | INR | [40 empty] | 18681.768 | 18681.768 | INR Eighteen Thousand Six Hundred & Eighty One and Paise Seventy Seven Only | [10 empty] | 3923 | 4437.6976 |  | 3303 | 3736.3536
147 | Supplying, fitting and fixing white vitreous china best quality approved make wash basin with C.I. brackets on 75 mm X 75 mm wooden blocks, C.P. waste fittings of 32 mm dia., one approved quality brass C.P. pillar cock of 15 mm dia., C.P. chain with rubber plug of 32 mm dia., approved quality P.V.C. waste pipe with C.P. nut 32 mm dia., 900 mm long approved quality P.V.C. connection pipe with heavy brass C.P. nut including mending good all damages and painting the brackets with two coats of approved paint. (ii) 550 mm X 400 mm size | BI01010001010000000000000515BI0100001258 | 12 | Each | 2497.6896 |  |  | Excess(+) | 1 | Full Conversion | INR | [40 empty] | 29972.2752 | 29972.2752 | INR Twenty Nine Thousand Nine Hundred & Seventy Two and Paise Twenty Eight Only | [10 empty] | 2208 | 2497.6896 |  | 2208 | 2497.6896
148 | Supplying, fitting and fixing approved brand 32 mm dia. P.V.C. waste pipe, with coupling at one end fitted with necessary clamps. (iii) 900 mm long | BI01010001010000000000000515BI0100001259 | 26 | Each | 84.84 |  |  | Excess(+) | 1 | Full Conversion | INR | [40 empty] | 2205.84 | 2205.84 | INR Two Thousand Two Hundred & Five and Paise Eighty Four Only | [10 empty] | 75 | 84.84 |  | 75 | 84.84
149 | Supplying,fitting and fixing approved brand P.V.C. CONNECTOR white flexible, with both ends coupling with heavy brass C.P. nut, 15 mm dia. (iv) 750 mm long | BI01010001010000000000000515BI0100001260 | 40 | Each | 132.3504 |  |  | Excess(+) | 1 | Full Conversion | INR | [40 empty] | 5294.016 | 5294.016 | INR Five Thousand Two Hundred & Ninety Four and Paise Two Only | [10 empty] | 117 | 132.3504 |  | 117 | 132.3504
150 | Supplying, fitting and fixing pillar cock of approved make. a) (ii) CP Pillar Cock Super Deluxe with Aerator - 15 mm. (Equivalent to Code No. 508 & Model No. Tropical / Sumthing Special of ESSCO or similar brand). | BI01010001010000000000000515BI0100001261 | 12 | Each | 669.6704 |  |  | Excess(+) | 1 | Full Conversion | INR | [40 empty] | 8036.0448 | 8036.0448 | INR Eight Thousand &Thirty Six and Paise Four Only | [10 empty] | 187 | 211.5344 |  | 592 | 669.6704
151 | Supplying, fitting and fixing towel rail with two brackets. (b) Aluminium (iii) 25 mm dia. and 750 mm longg | BI01010001010000000000000515BI0100001262 | 26 | Each | 211.5344 |  |  | Excess(+) | 1 | Full Conversion | INR | [40 empty] | 5499.8944 | 5499.8944 | INR Five Thousand Four Hundred & Ninety Nine and Paise Eighty Nine Only | [10 empty] | 539 | 609.7168 |  | 187 | 211.5344
152 | Supplying, fitting and fixing bib cock or stop cock. (a) (i) Chromium plated Bib Cock short body (Equivalent to Code No. 511& Model - Tropical / Sumthing Special of ESSCO or similar brand). | BI01010001010000000000000515BI0100001263 | 38 | Each | 609.7168 |  |  | Excess(+) | 1 | Full Conversion | INR | [40 empty] | 23169.2384 | 23169.2384 | INR Twenty Three Thousand One Hundred & Sixty Nine and Paise Twenty Four Only | [10 empty] | 815 | 921.928 |  | 539 | 609.7168
153 | (d) (i) Chromium plated angular Stop Cock with wall flange (Equivalent to Code No. 5053 & Model - Florentine of Jaquar or similar brand). | BI01010001010000000000000515BI0100001264 | 50 | Each | 921.928 |  |  | Excess(+) | 1 | Full Conversion | INR | [40 empty] | 46096.4 | 46096.4 | INR Forty Six Thousand &Ninety Six and Paise Forty Only | [10 empty] | 1251 | 1415.1312 |  | 815 | 921.928
154 | (f) Hand Shower(Health Faucet) with 1mtr Fexible Tube with Wall Hook(Equivalent to Code No.573 & Model -ALLIED of Jaquar or similar).. | BI01010001010000000000000515BI0100001265 | 12 | Each | 1415.1312 |  |  | Excess(+) | 1 | Full Conversion | INR | [40 empty] | 16981.5744 | 16981.5744 | INR Sixteen Thousand Nine Hundred & Eighty One and Paise Fifty Seven Only | [10 empty] | 452 | 511.3024 |  | 1251 | 1415.1312
155 | Chromium plated round shower with revolving joint 100 mm dia with rubid cleaning system (Equivalent to Code No. 542(N) & Model -Tropical / Sumthing Special of ESSCO or similar brand). | BI01010001010000000000000515BI0100001266 | 12 | Each | 511.3024 |  |  | Excess(+) | 1 | Full Conversion | INR | [40 empty] | 6135.6288 | 6135.6288 | INR Six Thousand One Hundred & Thirty Five and Paise Sixty Three Only | [10 empty] | 85 | 96.152 |  | 452 | 511.3024
156 | Supplying, fitting and fixing C.I. round grating. (ii) 150 mm | BI01010001010000000000000515BI0100001267 | 26 | Each | 96.152 |  |  | Excess(+) | 1 | Full Conversion | INR | [40 empty] | 2499.952 | 2499.952 | INR Two Thousand Four Hundred & Ninety Nine and Paise Ninety Five Only | [10 empty] | 102 | 115.3824 |  | 85 | 96.152
157 | Supplying, fitting and fixing C.I. square jalli. (ii) 150 mm | BI01010001010000000000000515BI0100001268 | 26 | Each | 115.3824 |  |  | Excess(+) | 1 | Full Conversion | INR | [40 empty] | 2999.9424 | 2999.9424 | INR Two Thousand Nine Hundred & Ninety Nine and Paise Ninety Four Only | [10 empty] | 45 | 50.904 |  | 102 | 115.3824
158 | Dismantling Orissa pattern W.C. including taking out of base concrete, if necessary, complete | BI01010001010000000000000515BI0100001269 | 13 | Each | 50.904 |  |  | Excess(+) | 1 | Full Conversion | INR | [40 empty] | 661.752 | 661.752 | INR Six Hundred & Sixty One and Paise Seventy Five Only | [10 empty] | 1522 | 1721.6864 |  | 45 | 50.904
159 | Supplying, fitting and fixing Orissa pattern water closet in white glazed vitreous chinaware of approved make in position complete excluding 'P' or 'S' trap (excluding cost of concrete for fixing). (ii) 530 mm X 410 mm | BI01010001010000000000000515BI0100001270 | 8 | Each | 1721.6864 |  |  | Excess(+) | 1 | Full Conversion | INR | [40 empty] | 13773.4912 | 13773.4912 | INR Thirteen Thousand Seven Hundred & Seventy Three and Paise Forty Nine Only | [10 empty] | 1421 | 1607.4352 |  | 1522 | 1721.6864
160 | Supplying, fitting and fixing E.W.C. in white glazed vitreous chinaware of approved make complete in position with necessary bolts, nuts etc. (a) With 'P' trap | BI01010001010000000000000515BI0100001271 | 5 | Each | 1607.4352 |  |  | Excess(+) | 1 | Full Conversion | INR | [40 empty] | 8037.176 | 8037.176 | INR Eight Thousand &Thirty Seven and Paise Eighteen Only | [10 empty] | 1015 | 1148.168 |  | 1421 | 1607.4352
161 | Supplying, fitting and fixing 10 litre P.V.C. low-down cistern conforming to I.S. specification with P.V.C. fittings complete,C.I. brackets including two coats of painting to bracket etc.White | BI01010001010000000000000515BI0100001272 | 5 | Each | 1148.168 |  |  | Excess(+) | 1 | Full Conversion | INR | [40 empty] | 5740.84 | 5740.84 | INR Five Thousand Seven Hundred & Forty and Paise Eighty Four Only | [10 empty] | 380 | 429.856 |  | 1015 | 1148.168
162 | Supplying, fitting and fixing Closet seat of approved make with lid and C.P.hinges, rubber buffer and brass screws complete. (a) E.W.C.(ii) Plastic (hallow type) white | BI01010001010000000000000515BI0100001273 | 5 | Each | 429.856 |  |  | Excess(+) | 1 | Full Conversion | INR | [40 empty] | 2149.28 | 2149.28 | INR Two Thousand One Hundred & Forty Nine and Paise Twenty Eight Only | [10 empty] | 15635 | 17686.312 |  | 380 | 429.856
163 | Supplying P.V.C. water storage tank of approved quality with closed top with lid (Black) - Multilayer (f) 3000 litre capacity | BI01010001010000000000000515BI0100001274 | 2 | Each | 17686.312 |  |  | Excess(+) | 1 | Full Conversion | INR | [40 empty] | 35372.624 | 35372.624 | INR Thirty Five Thousand Three Hundred & Seventy Two and Paise Sixty Two Only | [10 empty] | 298 | 337.0976 |  | 15635 | 17686.312
164 | Labour for hoisting plastic water storage tank. (ii) Above 1500 litre upto 5000 litre capacity. | BI01010001010000000000000515BI0100001275 | 2 | Each | 337.0976 |  |  | Excess(+) | 1 | Full Conversion | INR | [40 empty] | 674.1952 | 674.1952 | INR Six Hundred & Seventy Four and Paise Twenty Only | [10 empty] | 1118 | 1264.6816 |  | 298 | 337.0976
165 | Supplying fitting and fixing 600 mm (+/- 30 mm) diametre R.B.T (Reinforced Barbed Tape) Concertina fencing on wall top using concertina coils stretched to approx.6 meters length at site clipped with two nos. of horizontal R.B.T strands which will be tensioned and fixed with the vertical M.S angle iron posts by means of security fasteners (such as 'C' clips, R.B.T clips etc.) | BI01010001010000000000000515BI0100001276 | 85 | mtr | 461.5296 |  |  | Excess(+) | 1 | Full Conversion | INR | [40 empty] | 39230.016 | 39230.016 | INR Thirty Nine Thousand Two Hundred & Thirty and Paise Two Only | [11 empty] | 6450 | 8025.864 | 408 | 461.5296
166 | Supplying & laying as per IRC-SP:063-2004 paver unit of any shade of approved quality as per relevant IS code, laid in pattern as directed in pavement, footpath, driveway (paver block only), etc including necessary underlay complete in all respect with all labour and material.[Border concrete if necessary to be paid separately]. Note: Sub-grade CBR should not be less than 5. (b) 50 mm thick interlocking designer concrete paver block M-30 grade for non-traffic zone,buiding premises,garden,parks,domestic drive as per IS: 15658-2006(over 20-30 mm medium sand bed on 200mm thk bound gnaular /granular base course including cost of sand for sand bed but excluding cost of base course & subgrade preparation.) Coloured Decorative | BI01010001010000000000000515BI0100001277 | 315 | Sqm | 1264.6816 |  |  | Excess(+) | 1 | Full Conversion | INR | [40 empty] | 398374.704 | 398374.704 | INR Three Lakh Ninety Eight Thousand Three Hundred & Seventy Four and Paise Seventy Only | [11 empty] | 2482 | 3088.4022 | 1118 | 1264.6816
167 | ELECTRICAL SCHEDULE ITEM : Supply & Fixing 415V 100/125A TPN Main switch (Havells/HPL) in suitable SS enclosure with HRC fuses on LS & NL on angle iron frame on wall incl. earthing attachment. | BI01010001010000000000000515BI0100001278 | 3 | set | 8025.864 |  |  | Excess(+) | 1 | Full Conversion | INR | [40 empty] | 24077.592 | 24077.592 | INR Twenty Four Thousand &Seventy Seven and Paise Fifty Nine Only | [11 empty] | 546 | 679.3987
168 | Supplying & fixing sheet metal (16 SWG) Iron Clad Busbar chambers 100/125A 415V having aluminium bars (4x25x5mm)with suitable chembar on angle iron frame on wall, incl. earthing attachment and painting as required – ( As per Drawing no. 470 of PWD Specification Book – May 1991) | BI01010001010000000000000515BI0100001279 | 3 | set | 3088.4022 |  |  | Excess(+) | 1 | Full Conversion | INR | [40 empty] | 9265.2067 | 9265.2067 | INR Nine Thousand Two Hundred & Sixty Five and Paise Twenty One Only | [11 empty] | 2348 | 2921.6634
169 | Supplying and fixing 240/415 V 40A DP MCB of Breaking capacity 10kA & C characteristics in suitable SS enclouser (legrand / Schneider) With necessary erthing attachment and electrical connection. | BI01010001010000000000000515BI0100001280 | 29 | set | 679.3987 |  |  | Excess(+) | 1 | Full Conversion | INR | [40 empty] | 19702.5629 | 19702.5629 | INR Nineteen Thousand Seven Hundred & Two and Paise Fifty Six Only | [11 empty] | 142 | 176.6934
170 | Supply & Fixing (2+6) way SPN MCBDB (Legrand) with IP-42/43 protection Concealed in wall & mending good the damages to original finish incl. Interconnection with suitable copper wire & nuetral link incl. earthing attachment comprising with the following: a) 40A DP MCB isolator --- 1 no b) 6 to 32A SP MCB ---- 6 nos As per direction of EIC | BI01010001010000000000000515BI0100001281 | 26 | set | 2921.6634 |  |  | Excess(+) | 1 | Full Conversion | INR | [40 empty] | 75963.2474 | 75963.2474 | INR Seventy Five Thousand Nine Hundred & Sixty Three and Paise Twenty Five Only | [11 empty] | 119 | 148.0741
171 | Meter loop by 2x6sq mm+1x4sqmm FR PVC insulated singale core stander copper wire (finolex/havalls) from BBC to energy meter and EN.meter to DP MCB box in 13mm thick corrogated flex pipe and properly dressed the wire by link clip. | BI01010001010000000000000515BI0100001282 | 145 | mtr | 176.6934 |  |  | Excess(+) | 1 | Full Conversion | INR | [40 empty] | 25620.5488 | 25620.5488 | INR Twenty Five Thousand Six Hundred & Twenty and Paise Fifty Five Only | [11 empty] | 45 | 55.9944
172 | Supply & Fixing 240 V 16 A Piano key type switch (Brand approved by EIC) on GI Modular type switch board having top cover plate and making necessary connections as required | BI01010001010000000000000515BI0100001283 | 6 | set | 148.0741 |  |  | Excess(+) | 1 | Full Conversion | INR | [40 empty] | 888.4445 | 888.4445 | INR Eight Hundred & Eighty Eight and Paise Forty Four Only | [11 empty] | 111 | 138.1195
173 | Supply & Fixing 2 way sircular box embeded wall with top cover according to GS | BI01010001010000000000000515BI0100001284 | 3 | set | 55.9944 |  |  | Excess(+) | 1 | Full Conversion | INR | [40 empty] | 167.9832 | 167.9832 | INR One Hundred & Sixty Seven and Paise Ninety Eight Only | [11 empty] | 202 | 251.3526
174 | Supply & drawing of 1.1 Kv grade single core stranded 'FR' Pvc insulated & unsheathed copper wire (brand appr by EIC) of the following sizes through 19 mm alkathene pipe recessed in wall. a) 3x1.5 sqmm (roof light) | BI01010001010000000000000515BI0100001285 | 270 | mtr | 138.1195 |  |  | Excess(+) | 1 | Full Conversion | INR | [40 empty] | 37292.2704 | 37292.2704 | INR Thirty Seven Thousand Two Hundred & Ninety Two and Paise Twenty Seven Only | [11 empty] | 102 | 126.9206
175 | Supply & drawing of 1.1 Kv grade single core stranded 'FR' Pvc insulated & unsheathed copper wire (brand appr by EIC) of the following sizes through 19 mm alkathene pipe recessed in wall. a) 2 x 6 + 1x4 sqmm (for submen) | BI01010001010000000000000515BI0100001286 | 520 | mtr | 251.3526 |  |  | Excess(+) | 1 | Full Conversion | INR | [40 empty] | 130703.3728 | 130703.3728 | INR One Lakh Thirty Thousand Seven Hundred & Three and Paise Thirty Seven Only | [11 empty] | 780 | 970.5696
176 | Supply & drawing of 1.1 Kv grade single core stranded 'FR' Pvc insulated & unsheathed copper wire (brand appr by EIC) of the following sizes through 19 mm alkathene pipe recessed in wall. b) 2 x 2.5 + 1x1.5 sqmm (P/P plug/Com Plug) | BI01010001010000000000000515BI0100001287 | 475 | mtr | 126.9206 |  |  | Excess(+) | 1 | Full Conversion | INR | [40 empty] | 60287.304 | 60287.304 | INR Sixty Thousand Two Hundred & Eighty Seven and Paise Thirty Only | [11 empty] | 249 | 309.8357
177 | Distn. wiring in2x22/0.3+1x22/0.3 (1.5 sqmm) single core stranded 'FR' PVC insulated & unsheathed single core stranded copper wire (Brand approved by EIC) in 19 mm bore, 3 mm thick polythen pipe complete with all accessories embedded in wall to light/fan/call bell points with Modular type switch (Brand approved by EIC) fixed on Modular GI switch board with top cover plate flushed sizes complete with three no. suitable size Copper bar with holes (for Ph, N & E) fixed on bakelite/Hard Rubber insulator over the MS welded chairs incl. top cover flushed in wall for housing the board after cutting the brick wall incl. making earthing attachment,in wall incl. mending good damages to original finish Ave run 6 mtr | BI01010001010000000000000515BI0100001288 | 468 | pts | 970.5696 |  |  | Excess(+) | 1 | Full Conversion | INR | [40 empty] | 454226.5728 | 454226.5728 | INR Four Lakh Fifty Four Thousand Two Hundred & Twenty Six and Paise Fifty Seven Only | [11 empty] | 788 | 980.5242
178 | Distn. wiring in 22/0.3 (1.5 sqmm) single core stranded 'FR' PVC insulated & unsheathed single core stranded copper wire (Brand approved by EIC)Complete with all accessories (As per G.S) on board | BI01010001010000000000000515BI0100001289 | 104 | pts | 309.8357 |  |  | Excess(+) | 1 | Full Conversion | INR | [40 empty] | 32222.9107 | 32222.9107 | INR Thirty Two Thousand Two Hundred & Twenty Two and Paise Ninety One Only | [11 empty] | 1628 | 2025.753
179 | Supply & Fixing 240 V, 6 A, 3 pin Modular type plug socket (Brand approved by EIC) with 6A Modular type switch, without plug top on 4 Module GI Modular type switch board with 3 Module top cover plate flushed in wall incl. S&F switch board and cover plate and making necy. connections with PVC Cu wire and earth continuity wire etc. (Av.run 3 mtr) | BI01010001010000000000000515BI0100001290 | 52 | pts | 980.5242 |  |  | Excess(+) | 1 | Full Conversion | INR | [40 empty] | 50987.2563 | 50987.2563 | INR Fifty Thousand Nine Hundred & Eighty Seven and Paise Twenty Six Only | [11 empty] | 456 | 567.4099
180 | Supply & fixing computer plug board modular type of 8 module GI box with cover plate recessed in wall comprising with the following (Legrand/Cabtree) ----- a) 6/16A socket & 16A switch --1 set b) 6A socket --2 nos c) 6A switch --- 1 no | BI01010001010000000000000515BI0100001291 | 26 | set | 2025.753 |  |  | Excess(+) | 1 | Full Conversion | INR | [40 empty] | 52669.577 | 52669.577 | INR Fifty Two Thousand Six Hundred & Sixty Nine and Paise Fifty Eight Only | [11 empty] | 1524 | 1896.3437
181 | Supply & Fixing 240 V, 16 A, 3 pin Modular type plug socket (Brand approved by EIC) with 16A Modular type switch, without plug top on 4 Module GI Modular type switch board with top cover plate flushed in wall incl. S&F switch board and cover plate and making necy. connections with PVC Cu wire and earth continuity wire etc. as per direction of EIC | BI01010001010000000000000515BI0100001292 | 52 | set | 567.4099 |  |  | Excess(+) | 1 | Full Conversion | INR | [40 empty] | 29505.3158 | 29505.3158 | INR Twenty Nine Thousand Five Hundred & Five and Paise Thirty Two Only | [11 empty] | 156 | 194.1139
182 | Earthing the installation by 50mm dia GI pipe (TATA--M) 3.64 mtr long & 1x4 SWG GI (Hot dip) wire (4mtr long) with suitable nuts, bolts & washers etc. Driven into a depth of 3.65 mtr below the ground level. | BI01010001010000000000000515BI0100001293 | 6 | set | 1896.3437 |  |  | Excess(+) | 1 | Full Conversion | INR | [40 empty] | 11378.0621 | 11378.0621 | INR Eleven Thousand Three Hundred & Seventy Eight and Paise Six Only | [11 empty] | 18 | 22.3978
183 | Supplying & fixing earth busbar of galvanized (Hot Dip) MS flat 25 mm x 6 mm on wall having clearance of 6 mm from wall including providing drilled holes on the busbar complete with GI bolts, nuts, washers, spacing insulators etc. as required | BI01010001010000000000000515BI0100001294 | 3 | mtr | 194.1139 |  |  | Excess(+) | 1 | Full Conversion | INR | [40 empty] | 582.3418 | 582.3418 | INR Five Hundred & Eighty Two and Paise Thirty Four Only | [11 empty] | 31 | 38.5739
184 | Connecting the equipments to earth busbar including S & F GI (Hot Dip) wire of size as below on wall/floor with staples buried inside wall/floor as required and making connection to equipments with bolts, nuts, washers, cable lugs etc. as required and mending good damages Solid GI wire(4SWG) | BI01010001010000000000000515BI0100001295 | 60 | mtr | 22.3978 |  |  | Excess(+) | 1 | Full Conversion | INR | [40 empty] | 1343.8656 | 1343.8656 | INR One Thousand Three Hundred & Forty Three and Paise Eighty Seven Only | [11 empty] | 750 | 933.24
185 | Finising both ends of the 6sq mm and 4sqmm singale cu wire (for sub main wairing and meter loop) as per direction of EIC. | BI01010001010000000000000515BI0100001296 | 156 | set | 38.5739 |  |  | Excess(+) | 1 | Full Conversion | INR | [40 empty] | 6017.5315 | 6017.5315 | INR Six Thousand &Seventeen and Paise Fifty Three Only | [11 empty] | 722 | 898.399
186 | Inter conected the 100A main switch and BBC chember by 4x16 sq mm unarmoured Cu cable.and soketing the both ends ofthe cable as per GS. | BI01010001010000000000000515BI0100001297 | 3 | set | 933.24 |  |  | Excess(+) | 1 | Full Conversion | INR | [40 empty] | 2799.72 | 2799.72 | INR Two Thousand Seven Hundred & Ninety Nine and Paise Seventy Two Only | [11 empty] | 498 | 619.6714
187 | Fixing only outdoor / street light type fluorescent light fitting complete with all accessories to be fixed/projected from the wall of the building incl. making holes to building, S&F 40 mm dia GI pipe (ISI-Medium) 1.50 mts. average length, with GI socket at one end and thread at the other end & suitable bend to house the fitting & making necy. connections with S&F necy. length of 1.5 sqmm PVC insulated single core stranded annealed copper wire and making connections as required and mending good damages to wall and painting | BI01010001010000000000000515BI0100001298 | 24 | Each | 898.399 |  |  | Excess(+) | 1 | Full Conversion | INR | [40 empty] | 21561.577 | 21561.577 | INR Twenty One Thousand Five Hundred & Sixty One and Paise Fifty Eight Only | [11 empty] | 67 | 83.3694
188 | Supplying and Fixing GI water proof looping cable box having hinged GI Top Cover having 4 mm thick with rubber gasket lining, railway type mechanical locking arrangement, earthing terminal with lug etc. of the following sizes as indicated below, Comprising of one 250 V, 15 A Kit-Kat fuse unit, one NL on porcelain insulator etc. and housing the same on wall incl. addition and alteration to the existing CC muffing (6:3:1) after dismantling the damaged looping cable box etc. where necy. incl. painting | BI01010001010000000000000515BI0100001299 | 24 | set | 619.6714 |  |  | Excess(+) | 1 | Full Conversion | INR | [40 empty] | 14872.1126 | 14872.1126 | INR Fourteen Thousand Eight Hundred & Seventy Two and Paise Eleven Only | [10 empty] | 823 | 831.23
189 | Fixing only Call Bell/Buzzer on single HW board on wall incl. S&F single HW board | BI01010001010000000000000515BI0100001300 | 26 | set | 83.3694 |  |  | Excess(+) | 1 | Full Conversion | INR | [40 empty] | 2167.6054 | 2167.6054 | INR Two Thousand One Hundred & Sixty Seven and Paise Sixty One Only | [10 empty] | 4743 | 4790.43
190 | ELECTRICAL NON SCHEDULE WORK : Supply 4' single LED type tube light fitting complete with all acessaries directly on ceiling with HW round block & suitable size of MS fastener (Crompton, cat no - DIJB12LT8-20, LLT8-20 ,For stear case) | BI01010001010000000000000515BI0100001301 | 18 | set | 831.23 |  |  | Excess(+) | 1 | Full Conversion | INR | [40 empty] | 14962.14 | 14962.14 | INR Fourteen Thousand Nine Hundred & Sixty Two and Paise Fourteen Only | [10 empty] | 458 | 462.58
191 | Supply & fixing of 45W LED street light fitting (Make Crompton, cat no - LSTP-45-CDL) | BI01010001010000000000000515BI0100001302 | 24 | set | 4790.43 |  |  | Excess(+) | 1 | Full Conversion | INR | [40 empty] | 114970.32 | 114970.32 | INR One Lakh Fourteen Thousand Nine Hundred & Seventy and Paise Thirty Two Only
192 | S&F 3/4'' Water proof Ply wood (Green ply) of suitable size and fix up the ply board on wall to acomoded BBC,DP MCB Main switch and energy meter etc. Net Guard - the above board , MCB box including energy meter and BBC etc should be encloused inside box type suspended metal wire net gard (of 8 SWG wire ) Fixed on suitable 3/4'' angale iron fram having hinged front door with mechanical locking arrangement including S&F pad lock and key . | BI01010001010000000000000515BI0100001303 | 85 | sqmtr | 462.58 |  |  | Excess(+) | 1 | Full Conversion | INR | [40 empty] | 39319.3 | 39319.3 | INR Thirty Nine Thousand Three Hundred & Nineteen and Paise Thirty Only
Total in Figures | [51 empty] | 8020940.2813 | 3309795.135 | INR Eighty Lakh Twenty Thousand Nine Hundred & Forty and Paise Twenty Eight Only
Quoted Rate in Figures |  |  |  | Select | [47 empty] | 0 | 0 | INR Zero Only
Quoted Rate in Words |  | INR Zero Only
Note on K15: gepadmin: 1. If you choose "Full Conversion" then Column BA (AMOUNT) and Column BB (TAXES) BOTH values will be convert based on selected Currency in (Column L). 2. If you choose "Partial Conversion" then Column BA (AMOUNT) only will be converted based on selected currency (Column L) and Column BB (TAXES) value (INR) will be added to the converted values.
Note on K16: gepadmin: 1. If you choose "Full Conversion" then Column BA (AMOUNT) and Column BB (TAXES) BOTH values will be convert based on selected Currency in (Column L). 2. If you choose "Partial Conversion" then Column BA (AMOUNT) only will be converted based on selected currency (Column L) and Column BB (TAXES) value (INR) will be added to the converted values.
Note on K13: gepadmin: 1. If you choose "Full Conversion" then Column BA (AMOUNT) and Column BB (TAXES) BOTH values will be convert based on selected Currency in (Column L). 2. If you choose "Partial Conversion" then Column BA (AMOUNT) only will be converted based on selected currency (Column L) and Column BB (TAXES) value (INR) will be added to the converted values.
Note on K14: gepadmin: 1. If you choose "Full Conversion" then Column BA (AMOUNT) and Column BB (TAXES) BOTH values will be convert based on selected Currency in (Column L). 2. If you choose "Partial Conversion" then Column BA (AMOUNT) only will be converted based on selected currency (Column L) and Column BB (TAXES) value (INR) will be added to the converted values.
Note on K46: gepadmin: 1. If you choose "Full Conversion" then Column BA (AMOUNT) and Column BB (TAXES) BOTH values will be convert based on selected Currency in (Column L). 2. If you choose "Partial Conversion" then Column BA (AMOUNT) only will be converted based on selected currency (Column L) and Column BB (TAXES) value (INR) will be added to the converted values.
Note on K23: gepadmin: 1. If you choose "Full Conversion" then Column BA (AMOUNT) and Column BB (TAXES) BOTH values will be convert based on selected Currency in (Column L). 2. If you choose "Partial Conversion" then Column BA (AMOUNT) only will be converted based on selected currency (Column L) and Column BB (TAXES) value (INR) will be added to the converted values.
Note on K28: gepadmin: 1. If you choose "Full Conversion" then Column BA (AMOUNT) and Column BB (TAXES) BOTH values will be convert based on selected Currency in (Column L). 2. If you choose "Partial Conversion" then Column BA (AMOUNT) only will be converted based on selected currency (Column L) and Column BB (TAXES) value (INR) will be added to the converted values.
Note on K30: gepadmin: 1. If you choose "Full Conversion" then Column BA (AMOUNT) and Column BB (TAXES) BOTH values will be convert based on selected Currency in (Column L). 2. If you choose "Partial Conversion" then Column BA (AMOUNT) only will be converted based on selected currency (Column L) and Column BB (TAXES) value (INR) will be added to the converted values.
Note on K33: gepadmin: 1. If you choose "Full Conversion" then Column BA (AMOUNT) and Column BB (TAXES) BOTH values will be convert based on selected Currency in (Column L). 2. If you choose "Partial Conversion" then Column BA (AMOUNT) only will be converted based on selected currency (Column L) and Column BB (TAXES) value (INR) will be added to the converted values.
Note on K35: gepadmin: 1. If you choose "Full Conversion" then Column BA (AMOUNT) and Column BB (TAXES) BOTH values will be convert based on selected Currency in (Column L). 2. If you choose "Partial Conversion" then Column BA (AMOUNT) only will be converted based on selected currency (Column L) and Column BB (TAXES) value (INR) will be added to the converted values.
Note on K37: gepadmin: 1. If you choose "Full Conversion" then Column BA (AMOUNT) and Column BB (TAXES) BOTH values will be convert based on selected Currency in (Column L). 2. If you choose "Partial Conversion" then Column BA (AMOUNT) only will be converted based on selected currency (Column L) and Column BB (TAXES) value (INR) will be added to the converted values.
Note on K39: gepadmin: 1. If you choose "Full Conversion" then Column BA (AMOUNT) and Column BB (TAXES) BOTH values will be convert based on selected Currency in (Column L). 2. If you choose "Partial Conversion" then Column BA (AMOUNT) only will be converted based on selected currency (Column L) and Column BB (TAXES) value (INR) will be added to the converted values.
Note on K41: gepadmin: 1. If you choose "Full Conversion" then Column BA (AMOUNT) and Column BB (TAXES) BOTH values will be convert based on selected Currency in (Column L). 2. If you choose "Partial Conversion" then Column BA (AMOUNT) only will be converted based on selected currency (Column L) and Column BB (TAXES) value (INR) will be added to the converted values.
Note on K19: gepadmin: 1. If you choose "Full Conversion" then Column BA (AMOUNT) and Column BB (TAXES) BOTH values will be convert based on selected Currency in (Column L). 2. If you choose "Partial Conversion" then Column BA (AMOUNT) only will be converted based on selected currency (Column L) and Column BB (TAXES) value (INR) will be added to the converted values.
Note on K22: gepadmin: 1. If you choose "Full Conversion" then Column BA (AMOUNT) and Column BB (TAXES) BOTH values will be convert based on selected Currency in (Column L). 2. If you choose "Partial Conversion" then Column BA (AMOUNT) only will be converted based on selected currency (Column L) and Column BB (TAXES) value (INR) will be added to the converted values.
Note on K18: gepadmin: 1. If you choose "Full Conversion" then Column BA (AMOUNT) and Column BB (TAXES) BOTH values will be convert based on selected Currency in (Column L). 2. If you choose "Partial Conversion" then Column BA (AMOUNT) only will be converted based on selected currency (Column L) and Column BB (TAXES) value (INR) will be added to the converted values.
Note on K27: gepadmin: 1. If you choose "Full Conversion" then Column BA (AMOUNT) and Column BB (TAXES) BOTH values will be convert based on selected Currency in (Column L). 2. If you choose "Partial Conversion" then Column BA (AMOUNT) only will be converted based on selected currency (Column L) and Column BB (TAXES) value (INR) will be added to the converted values.
Note on K42: gepadmin: 1. If you choose "Full Conversion" then Column BA (AMOUNT) and Column BB (TAXES) BOTH values will be convert based on selected Currency in (Column L). 2. If you choose "Partial Conversion" then Column BA (AMOUNT) only will be converted based on selected currency (Column L) and Column BB (TAXES) value (INR) will be added to the converted values.
Note on K50: gepadmin: 1. If you choose "Full Conversion" then Column BA (AMOUNT) and Column BB (TAXES) BOTH values will be convert based on selected Currency in (Column L). 2. If you choose "Partial Conversion" then Column BA (AMOUNT) only will be converted based on selected currency (Column L) and Column BB (TAXES) value (INR) will be added to the converted values.
Note on K47: gepadmin: 1. If you choose "Full Conversion" then Column BA (AMOUNT) and Column BB (TAXES) BOTH values will be convert based on selected Currency in (Column L). 2. If you choose "Partial Conversion" then Column BA (AMOUNT) only will be converted based on selected currency (Column L) and Column BB (TAXES) value (INR) will be added to the converted values.
Note on K55: gepadmin: 1. If you choose "Full Conversion" then Column BA (AMOUNT) and Column BB (TAXES) BOTH values will be convert based on selected Currency in (Column L). 2. If you choose "Partial Conversion" then Column BA (AMOUNT) only will be converted based on selected currency (Column L) and Column BB (TAXES) value (INR) will be added to the converted values.
Note on K60: gepadmin: 1. If you choose "Full Conversion" then Column BA (AMOUNT) and Column BB (TAXES) BOTH values will be convert based on selected Currency in (Column L). 2. If you choose "Partial Conversion" then Column BA (AMOUNT) only will be converted based on selected currency (Column L) and Column BB (TAXES) value (INR) will be added to the converted values.
Note on K34: gepadmin: 1. If you choose "Full Conversion" then Column BA (AMOUNT) and Column BB (TAXES) BOTH values will be convert based on selected Currency in (Column L). 2. If you choose "Partial Conversion" then Column BA (AMOUNT) only will be converted based on selected currency (Column L) and Column BB (TAXES) value (INR) will be added to the converted values.
Note on K52: gepadmin: 1. If you choose "Full Conversion" then Column BA (AMOUNT) and Column BB (TAXES) BOTH values will be convert based on selected Currency in (Column L). 2. If you choose "Partial Conversion" then Column BA (AMOUNT) only will be converted based on selected currency (Column L) and Column BB (TAXES) value (INR) will be added to the converted values.
Note on K21: gepadmin: 1. If you choose "Full Conversion" then Column BA (AMOUNT) and Column BB (TAXES) BOTH values will be convert based on selected Currency in (Column L). 2. If you choose "Partial Conversion" then Column BA (AMOUNT) only will be converted based on selected currency (Column L) and Column BB (TAXES) value (INR) will be added to the converted values.
Note on K25: gepadmin: 1. If you choose "Full Conversion" then Column BA (AMOUNT) and Column BB (TAXES) BOTH values will be convert based on selected Currency in (Column L). 2. If you choose "Partial Conversion" then Column BA (AMOUNT) only will be converted based on selected currency (Column L) and Column BB (TAXES) value (INR) will be added to the converted values.
Note on K29: gepadmin: 1. If you choose "Full Conversion" then Column BA (AMOUNT) and Column BB (TAXES) BOTH values will be convert based on selected Currency in (Column L). 2. If you choose "Partial Conversion" then Column BA (AMOUNT) only will be converted based on selected currency (Column L) and Column BB (TAXES) value (INR) will be added to the converted values.
Note on K36: gepadmin: 1. If you choose "Full Conversion" then Column BA (AMOUNT) and Column BB (TAXES) BOTH values will be convert based on selected Currency in (Column L). 2. If you choose "Partial Conversion" then Column BA (AMOUNT) only will be converted based on selected currency (Column L) and Column BB (TAXES) value (INR) will be added to the converted values.
Note on K40: gepadmin: 1. If you choose "Full Conversion" then Column BA (AMOUNT) and Column BB (TAXES) BOTH values will be convert based on selected Currency in (Column L). 2. If you choose "Partial Conversion" then Column BA (AMOUNT) only will be converted based on selected currency (Column L) and Column BB (TAXES) value (INR) will be added to the converted values.
Note on K43: gepadmin: 1. If you choose "Full Conversion" then Column BA (AMOUNT) and Column BB (TAXES) BOTH values will be convert based on selected Currency in (Column L). 2. If you choose "Partial Conversion" then Column BA (AMOUNT) only will be converted based on selected currency (Column L) and Column BB (TAXES) value (INR) will be added to the converted values.
Note on K57: gepadmin: 1. If you choose "Full Conversion" then Column BA (AMOUNT) and Column BB (TAXES) BOTH values will be convert based on selected Currency in (Column L). 2. If you choose "Partial Conversion" then Column BA (AMOUNT) only will be converted based on selected currency (Column L) and Column BB (TAXES) value (INR) will be added to the converted values.
Note on K61: gepadmin: 1. If you choose "Full Conversion" then Column BA (AMOUNT) and Column BB (TAXES) BOTH values will be convert based on selected Currency in (Column L). 2. If you choose "Partial Conversion" then Column BA (AMOUNT) only will be converted based on selected currency (Column L) and Column BB (TAXES) value (INR) will be added to the converted values.
Note on K17: gepadmin: 1. If you choose "Full Conversion" then Column BA (AMOUNT) and Column BB (TAXES) BOTH values will be convert based on selected Currency in (Column L). 2. If you choose "Partial Conversion" then Column BA (AMOUNT) only will be converted based on selected currency (Column L) and Column BB (TAXES) value (INR) will be added to the converted values.
Note on K59: gepadmin: 1. If you choose "Full Conversion" then Column BA (AMOUNT) and Column BB (TAXES) BOTH values will be convert based on selected Currency in (Column L). 2. If you choose "Partial Conversion" then Column BA (AMOUNT) only will be converted based on selected currency (Column L) and Column BB (TAXES) value (INR) will be added to the converted values.
Note on K45: gepadmin: 1. If you choose "Full Conversion" then Column BA (AMOUNT) and Column BB (TAXES) BOTH values will be convert based on selected Currency in (Column L). 2. If you choose "Partial Conversion" then Column BA (AMOUNT) only will be converted based on selected currency (Column L) and Column BB (TAXES) value (INR) will be added to the converted values.
Note on K48: gepadmin: 1. If you choose "Full Conversion" then Column BA (AMOUNT) and Column BB (TAXES) BOTH values will be convert based on selected Currency in (Column L). 2. If you choose "Partial Conversion" then Column BA (AMOUNT) only will be converted based on selected currency (Column L) and Column BB (TAXES) value (INR) will be added to the converted values.
Note on K24: gepadmin: 1. If you choose "Full Conversion" then Column BA (AMOUNT) and Column BB (TAXES) BOTH values will be convert based on selected Currency in (Column L). 2. If you choose "Partial Conversion" then Column BA (AMOUNT) only will be converted based on selected currency (Column L) and Column BB (TAXES) value (INR) will be added to the converted values.
Note on K31: gepadmin: 1. If you choose "Full Conversion" then Column BA (AMOUNT) and Column BB (TAXES) BOTH values will be convert based on selected Currency in (Column L). 2. If you choose "Partial Conversion" then Column BA (AMOUNT) only will be converted based on selected currency (Column L) and Column BB (TAXES) value (INR) will be added to the converted values.
Note on K32: gepadmin: 1. If you choose "Full Conversion" then Column BA (AMOUNT) and Column BB (TAXES) BOTH values will be convert based on selected Currency in (Column L). 2. If you choose "Partial Conversion" then Column BA (AMOUNT) only will be converted based on selected currency (Column L) and Column BB (TAXES) value (INR) will be added to the converted values.
Note on K38: gepadmin: 1. If you choose "Full Conversion" then Column BA (AMOUNT) and Column BB (TAXES) BOTH values will be convert based on selected Currency in (Column L). 2. If you choose "Partial Conversion" then Column BA (AMOUNT) only will be converted based on selected currency (Column L) and Column BB (TAXES) value (INR) will be added to the converted values.
Note on K44: gepadmin: 1. If you choose "Full Conversion" then Column BA (AMOUNT) and Column BB (TAXES) BOTH values will be convert based on selected Currency in (Column L). 2. If you choose "Partial Conversion" then Column BA (AMOUNT) only will be converted based on selected currency (Column L) and Column BB (TAXES) value (INR) will be added to the converted values.
Note on K51: gepadmin: 1. If you choose "Full Conversion" then Column BA (AMOUNT) and Column BB (TAXES) BOTH values will be convert based on selected Currency in (Column L). 2. If you choose "Partial Conversion" then Column BA (AMOUNT) only will be converted based on selected currency (Column L) and Column BB (TAXES) value (INR) will be added to the converted values.
Note on K53: gepadmin: 1. If you choose "Full Conversion" then Column BA (AMOUNT) and Column BB (TAXES) BOTH values will be convert based on selected Currency in (Column L). 2. If you choose "Partial Conversion" then Column BA (AMOUNT) only will be converted based on selected currency (Column L) and Column BB (TAXES) value (INR) will be added to the converted values.
Note on K58: gepadmin: 1. If you choose "Full Conversion" then Column BA (AMOUNT) and Column BB (TAXES) BOTH values will be convert based on selected Currency in (Column L). 2. If you choose "Partial Conversion" then Column BA (AMOUNT) only will be converted based on selected currency (Column L) and Column BB (TAXES) value (INR) will be added to the converted values.
Note on K20: gepadmin: 1. If you choose "Full Conversion" then Column BA (AMOUNT) and Column BB (TAXES) BOTH values will be convert based on selected Currency in (Column L). 2. If you choose "Partial Conversion" then Column BA (AMOUNT) only will be converted based on selected currency (Column L) and Column BB (TAXES) value (INR) will be added to the converted values.
Note on K64: gepadmin: 1. If you choose "Full Conversion" then Column BA (AMOUNT) and Column BB (TAXES) BOTH values will be convert based on selected Currency in (Column L). 2. If you choose "Partial Conversion" then Column BA (AMOUNT) only will be converted based on selected currency (Column L) and Column BB (TAXES) value (INR) will be added to the converted values.
Note on K65: gepadmin: 1. If you choose "Full Conversion" then Column BA (AMOUNT) and Column BB (TAXES) BOTH values will be convert based on selected Currency in (Column L). 2. If you choose "Partial Conversion" then Column BA (AMOUNT) only will be converted based on selected currency (Column L) and Column BB (TAXES) value (INR) will be added to the converted values.
Note on K66: gepadmin: 1. If you choose "Full Conversion" then Column BA (AMOUNT) and Column BB (TAXES) BOTH values will be convert based on selected Currency in (Column L). 2. If you choose "Partial Conversion" then Column BA (AMOUNT) only will be converted based on selected currency (Column L) and Column BB (TAXES) value (INR) will be added to the converted values.
Note on K68: gepadmin: 1. If you choose "Full Conversion" then Column BA (AMOUNT) and Column BB (TAXES) BOTH values will be convert based on selected Currency in (Column L). 2. If you choose "Partial Conversion" then Column BA (AMOUNT) only will be converted based on selected currency (Column L) and Column BB (TAXES) value (INR) will be added to the converted values.
Note on K70: gepadmin: 1. If you choose "Full Conversion" then Column BA (AMOUNT) and Column BB (TAXES) BOTH values will be convert based on selected Currency in (Column L). 2. If you choose "Partial Conversion" then Column BA (AMOUNT) only will be converted based on selected currency (Column L) and Column BB (TAXES) value (INR) will be added to the converted values.
Note on K71: gepadmin: 1. If you choose "Full Conversion" then Column BA (AMOUNT) and Column BB (TAXES) BOTH values will be convert based on selected Currency in (Column L). 2. If you choose "Partial Conversion" then Column BA (AMOUNT) only will be converted based on selected currency (Column L) and Column BB (TAXES) value (INR) will be added to the converted values.
Note on K72: gepadmin: 1. If you choose "Full Conversion" then Column BA (AMOUNT) and Column BB (TAXES) BOTH values will be convert based on selected Currency in (Column L). 2. If you choose "Partial Conversion" then Column BA (AMOUNT) only will be converted based on selected currency (Column L) and Column BB (TAXES) value (INR) will be added to the converted values.
Note on K73: gepadmin: 1. If you choose "Full Conversion" then Column BA (AMOUNT) and Column BB (TAXES) BOTH values will be convert based on selected Currency in (Column L). 2. If you choose "Partial Conversion" then Column BA (AMOUNT) only will be converted based on selected currency (Column L) and Column BB (TAXES) value (INR) will be added to the converted values.
Note on K74: gepadmin: 1. If you choose "Full Conversion" then Column BA (AMOUNT) and Column BB (TAXES) BOTH values will be convert based on selected Currency in (Column L). 2. If you choose "Partial Conversion" then Column BA (AMOUNT) only will be converted based on selected currency (Column L) and Column BB (TAXES) value (INR) will be added to the converted values.
Note on K78: gepadmin: 1. If you choose "Full Conversion" then Column BA (AMOUNT) and Column BB (TAXES) BOTH values will be convert based on selected Currency in (Column L). 2. If you choose "Partial Conversion" then Column BA (AMOUNT) only will be converted based on selected currency (Column L) and Column BB (TAXES) value (INR) will be added to the converted values.
Note on K80: gepadmin: 1. If you choose "Full Conversion" then Column BA (AMOUNT) and Column BB (TAXES) BOTH values will be convert based on selected Currency in (Column L). 2. If you choose "Partial Conversion" then Column BA (AMOUNT) only will be converted based on selected currency (Column L) and Column BB (TAXES) value (INR) will be added to the converted values.
Note on K81: gepadmin: 1. If you choose "Full Conversion" then Column BA (AMOUNT) and Column BB (TAXES) BOTH values will be convert based on selected Currency in (Column L). 2. If you choose "Partial Conversion" then Column BA (AMOUNT) only will be converted based on selected currency (Column L) and Column BB (TAXES) value (INR) will be added to the converted values.
Note on K82: gepadmin: 1. If you choose "Full Conversion" then Column BA (AMOUNT) and Column BB (TAXES) BOTH values will be convert based on selected Currency in (Column L). 2. If you choose "Partial Conversion" then Column BA (AMOUNT) only will be converted based on selected currency (Column L) and Column BB (TAXES) value (INR) will be added to the converted values.
Note on K84: gepadmin: 1. If you choose "Full Conversion" then Column BA (AMOUNT) and Column BB (TAXES) BOTH values will be convert based on selected Currency in (Column L). 2. If you choose "Partial Conversion" then Column BA (AMOUNT) only will be converted based on selected currency (Column L) and Column BB (TAXES) value (INR) will be added to the converted values.
Note on K85: gepadmin: 1. If you choose "Full Conversion" then Column BA (AMOUNT) and Column BB (TAXES) BOTH values will be convert based on selected Currency in (Column L). 2. If you choose "Partial Conversion" then Column BA (AMOUNT) only will be converted based on selected currency (Column L) and Column BB (TAXES) value (INR) will be added to the converted values.
Note on K86: gepadmin: 1. If you choose "Full Conversion" then Column BA (AMOUNT) and Column BB (TAXES) BOTH values will be convert based on selected Currency in (Column L). 2. If you choose "Partial Conversion" then Column BA (AMOUNT) only will be converted based on selected currency (Column L) and Column BB (TAXES) value (INR) will be added to the converted values.
Note on K87: gepadmin: 1. If you choose "Full Conversion" then Column BA (AMOUNT) and Column BB (TAXES) BOTH values will be convert based on selected Currency in (Column L). 2. If you choose "Partial Conversion" then Column BA (AMOUNT) only will be converted based on selected currency (Column L) and Column BB (TAXES) value (INR) will be added to the converted values.
Note on K88: gepadmin: 1. If you choose "Full Conversion" then Column BA (AMOUNT) and Column BB (TAXES) BOTH values will be convert based on selected Currency in (Column L). 2. If you choose "Partial Conversion" then Column BA (AMOUNT) only will be converted based on selected currency (Column L) and Column BB (TAXES) value (INR) will be added to the converted values.
Note on K89: gepadmin: 1. If you choose "Full Conversion" then Column BA (AMOUNT) and Column BB (TAXES) BOTH values will be convert based on selected Currency in (Column L). 2. If you choose "Partial Conversion" then Column BA (AMOUNT) only will be converted based on selected currency (Column L) and Column BB (TAXES) value (INR) will be added to the converted values.
Note on K90: gepadmin: 1. If you choose "Full Conversion" then Column BA (AMOUNT) and Column BB (TAXES) BOTH values will be convert based on selected Currency in (Column L). 2. If you choose "Partial Conversion" then Column BA (AMOUNT) only will be converted based on selected currency (Column L) and Column BB (TAXES) value (INR) will be added to the converted values.
Note on K91: gepadmin: 1. If you choose "Full Conversion" then Column BA (AMOUNT) and Column BB (TAXES) BOTH values will be convert based on selected Currency in (Column L). 2. If you choose "Partial Conversion" then Column BA (AMOUNT) only will be converted based on selected currency (Column L) and Column BB (TAXES) value (INR) will be added to the converted values.
Note on K92: gepadmin: 1. If you choose "Full Conversion" then Column BA (AMOUNT) and Column BB (TAXES) BOTH values will be convert based on selected Currency in (Column L). 2. If you choose "Partial Conversion" then Column BA (AMOUNT) only will be converted based on selected currency (Column L) and Column BB (TAXES) value (INR) will be added to the converted values.
Note on K93: gepadmin: 1. If you choose "Full Conversion" then Column BA (AMOUNT) and Column BB (TAXES) BOTH values will be convert based on selected Currency in (Column L). 2. If you choose "Partial Conversion" then Column BA (AMOUNT) only will be converted based on selected currency (Column L) and Column BB (TAXES) value (INR) will be added to the converted values.
Note on K94: gepadmin: 1. If you choose "Full Conversion" then Column BA (AMOUNT) and Column BB (TAXES) BOTH values will be convert based on selected Currency in (Column L). 2. If you choose "Partial Conversion" then Column BA (AMOUNT) only will be converted based on selected currency (Column L) and Column BB (TAXES) value (INR) will be added to the converted values.
Note on K95: gepadmin: 1. If you choose "Full Conversion" then Column BA (AMOUNT) and Column BB (TAXES) BOTH values will be convert based on selected Currency in (Column L). 2. If you choose "Partial Conversion" then Column BA (AMOUNT) only will be converted based on selected currency (Column L) and Column BB (TAXES) value (INR) will be added to the converted values.
Note on K96: gepadmin: 1. If you choose "Full Conversion" then Column BA (AMOUNT) and Column BB (TAXES) BOTH values will be convert based on selected Currency in (Column L). 2. If you choose "Partial Conversion" then Column BA (AMOUNT) only will be converted based on selected currency (Column L) and Column BB (TAXES) value (INR) will be added to the converted values.
Note on K97: gepadmin: 1. If you choose "Full Conversion" then Column BA (AMOUNT) and Column BB (TAXES) BOTH values will be convert based on selected Currency in (Column L). 2. If you choose "Partial Conversion" then Column BA (AMOUNT) only will be converted based on selected currency (Column L) and Column BB (TAXES) value (INR) will be added to the converted values.
Note on K98: gepadmin: 1. If you choose "Full Conversion" then Column BA (AMOUNT) and Column BB (TAXES) BOTH values will be convert based on selected Currency in (Column L). 2. If you choose "Partial Conversion" then Column BA (AMOUNT) only will be converted based on selected currency (Column L) and Column BB (TAXES) value (INR) will be added to the converted values.
Note on K99: gepadmin: 1. If you choose "Full Conversion" then Column BA (AMOUNT) and Column BB (TAXES) BOTH values will be convert based on selected Currency in (Column L). 2. If you choose "Partial Conversion" then Column BA (AMOUNT) only will be converted based on selected currency (Column L) and Column BB (TAXES) value (INR) will be added to the converted values.
Note on K100: gepadmin: 1. If you choose "Full Conversion" then Column BA (AMOUNT) and Column BB (TAXES) BOTH values will be convert based on selected Currency in (Column L). 2. If you choose "Partial Conversion" then Column BA (AMOUNT) only will be converted based on selected currency (Column L) and Column BB (TAXES) value (INR) will be added to the converted values.
Note on K101: gepadmin: 1. If you choose "Full Conversion" then Column BA (AMOUNT) and Column BB (TAXES) BOTH values will be convert based on selected Currency in (Column L). 2. If you choose "Partial Conversion" then Column BA (AMOUNT) only will be converted based on selected currency (Column L) and Column BB (TAXES) value (INR) will be added to the converted values.
Note on K102: gepadmin: 1. If you choose "Full Conversion" then Column BA (AMOUNT) and Column BB (TAXES) BOTH values will be convert based on selected Currency in (Column L). 2. If you choose "Partial Conversion" then Column BA (AMOUNT) only will be converted based on selected currency (Column L) and Column BB (TAXES) value (INR) will be added to the converted values.
Note on K103: gepadmin: 1. If you choose "Full Conversion" then Column BA (AMOUNT) and Column BB (TAXES) BOTH values will be convert based on selected Currency in (Column L). 2. If you choose "Partial Conversion" then Column BA (AMOUNT) only will be converted based on selected currency (Column L) and Column BB (TAXES) value (INR) will be added to the converted values.
Note on K104: gepadmin: 1. If you choose "Full Conversion" then Column BA (AMOUNT) and Column BB (TAXES) BOTH values will be convert based on selected Currency in (Column L). 2. If you choose "Partial Conversion" then Column BA (AMOUNT) only will be converted based on selected currency (Column L) and Column BB (TAXES) value (INR) will be added to the converted values.
Note on K105: gepadmin: 1. If you choose "Full Conversion" then Column BA (AMOUNT) and Column BB (TAXES) BOTH values will be convert based on selected Currency in (Column L). 2. If you choose "Partial Conversion" then Column BA (AMOUNT) only will be converted based on selected currency (Column L) and Column BB (TAXES) value (INR) will be added to the converted values.
Note on K106: gepadmin: 1. If you choose "Full Conversion" then Column BA (AMOUNT) and Column BB (TAXES) BOTH values will be convert based on selected Currency in (Column L). 2. If you choose "Partial Conversion" then Column BA (AMOUNT) only will be converted based on selected currency (Column L) and Column BB (TAXES) value (INR) will be added to the converted values.
Note on K107: gepadmin: 1. If you choose "Full Conversion" then Column BA (AMOUNT) and Column BB (TAXES) BOTH values will be convert based on selected Currency in (Column L). 2. If you choose "Partial Conversion" then Column BA (AMOUNT) only will be converted based on selected currency (Column L) and Column BB (TAXES) value (INR) will be added to the converted values.
Note on K108: gepadmin: 1. If you choose "Full Conversion" then Column BA (AMOUNT) and Column BB (TAXES) BOTH values will be convert based on selected Currency in (Column L). 2. If you choose "Partial Conversion" then Column BA (AMOUNT) only will be converted based on selected currency (Column L) and Column BB (TAXES) value (INR) will be added to the converted values.
Note on K109: gepadmin: 1. If you choose "Full Conversion" then Column BA (AMOUNT) and Column BB (TAXES) BOTH values will be convert based on selected Currency in (Column L). 2. If you choose "Partial Conversion" then Column BA (AMOUNT) only will be converted based on selected currency (Column L) and Column BB (TAXES) value (INR) will be added to the converted values.
Note on K110: gepadmin: 1. If you choose "Full Conversion" then Column BA (AMOUNT) and Column BB (TAXES) BOTH values will be convert based on selected Currency in (Column L). 2. If you choose "Partial Conversion" then Column BA (AMOUNT) only will be converted based on selected currency (Column L) and Column BB (TAXES) value (INR) will be added to the converted values.
Note on K111: gepadmin: 1. If you choose "Full Conversion" then Column BA (AMOUNT) and Column BB (TAXES) BOTH values will be convert based on selected Currency in (Column L). 2. If you choose "Partial Conversion" then Column BA (AMOUNT) only will be converted based on selected currency (Column L) and Column BB (TAXES) value (INR) will be added to the converted values.
Note on K112: gepadmin: 1. If you choose "Full Conversion" then Column BA (AMOUNT) and Column BB (TAXES) BOTH values will be convert based on selected Currency in (Column L). 2. If you choose "Partial Conversion" then Column BA (AMOUNT) only will be converted based on selected currency (Column L) and Column BB (TAXES) value (INR) will be added to the converted values.
Note on K113: gepadmin: 1. If you choose "Full Conversion" then Column BA (AMOUNT) and Column BB (TAXES) BOTH values will be convert based on selected Currency in (Column L). 2. If you choose "Partial Conversion" then Column BA (AMOUNT) only will be converted based on selected currency (Column L) and Column BB (TAXES) value (INR) will be added to the converted values.
Note on K114: gepadmin: 1. If you choose "Full Conversion" then Column BA (AMOUNT) and Column BB (TAXES) BOTH values will be convert based on selected Currency in (Column L). 2. If you choose "Partial Conversion" then Column BA (AMOUNT) only will be converted based on selected currency (Column L) and Column BB (TAXES) value (INR) will be added to the converted values.
Note on K115: gepadmin: 1. If you choose "Full Conversion" then Column BA (AMOUNT) and Column BB (TAXES) BOTH values will be convert based on selected Currency in (Column L). 2. If you choose "Partial Conversion" then Column BA (AMOUNT) only will be converted based on selected currency (Column L) and Column BB (TAXES) value (INR) will be added to the converted values.
Note on K116: gepadmin: 1. If you choose "Full Conversion" then Column BA (AMOUNT) and Column BB (TAXES) BOTH values will be convert based on selected Currency in (Column L). 2. If you choose "Partial Conversion" then Column BA (AMOUNT) only will be converted based on selected currency (Column L) and Column BB (TAXES) value (INR) will be added to the converted values.
Note on K117: gepadmin: 1. If you choose "Full Conversion" then Column BA (AMOUNT) and Column BB (TAXES) BOTH values will be convert based on selected Currency in (Column L). 2. If you choose "Partial Conversion" then Column BA (AMOUNT) only will be converted based on selected currency (Column L) and Column BB (TAXES) value (INR) will be added to the converted values.
Note on K118: gepadmin: 1. If you choose "Full Conversion" then Column BA (AMOUNT) and Column BB (TAXES) BOTH values will be convert based on selected Currency in (Column L). 2. If you choose "Partial Conversion" then Column BA (AMOUNT) only will be converted based on selected currency (Column L) and Column BB (TAXES) value (INR) will be added to the converted values.
Note on K119: gepadmin: 1. If you choose "Full Conversion" then Column BA (AMOUNT) and Column BB (TAXES) BOTH values will be convert based on selected Currency in (Column L). 2. If you choose "Partial Conversion" then Column BA (AMOUNT) only will be converted based on selected currency (Column L) and Column BB (TAXES) value (INR) will be added to the converted values.
Note on K120: gepadmin: 1. If you choose "Full Conversion" then Column BA (AMOUNT) and Column BB (TAXES) BOTH values will be convert based on selected Currency in (Column L). 2. If you choose "Partial Conversion" then Column BA (AMOUNT) only will be converted based on selected currency (Column L) and Column BB (TAXES) value (INR) will be added to the converted values.
Note on K121: gepadmin: 1. If you choose "Full Conversion" then Column BA (AMOUNT) and Column BB (TAXES) BOTH values will be convert based on selected Currency in (Column L). 2. If you choose "Partial Conversion" then Column BA (AMOUNT) only will be converted based on selected currency (Column L) and Column BB (TAXES) value (INR) will be added to the converted values.
Note on K122: gepadmin: 1. If you choose "Full Conversion" then Column BA (AMOUNT) and Column BB (TAXES) BOTH values will be convert based on selected Currency in (Column L). 2. If you choose "Partial Conversion" then Column BA (AMOUNT) only will be converted based on selected currency (Column L) and Column BB (TAXES) value (INR) will be added to the converted values.
Note on K123: gepadmin: 1. If you choose "Full Conversion" then Column BA (AMOUNT) and Column BB (TAXES) BOTH values will be convert based on selected Currency in (Column L). 2. If you choose "Partial Conversion" then Column BA (AMOUNT) only will be converted based on selected currency (Column L) and Column BB (TAXES) value (INR) will be added to the converted values.
Note on K125: gepadmin: 1. If you choose "Full Conversion" then Column BA (AMOUNT) and Column BB (TAXES) BOTH values will be convert based on selected Currency in (Column L). 2. If you choose "Partial Conversion" then Column BA (AMOUNT) only will be converted based on selected currency (Column L) and Column BB (TAXES) value (INR) will be added to the converted values.
Note on K126: gepadmin: 1. If you choose "Full Conversion" then Column BA (AMOUNT) and Column BB (TAXES) BOTH values will be convert based on selected Currency in (Column L). 2. If you choose "Partial Conversion" then Column BA (AMOUNT) only will be converted based on selected currency (Column L) and Column BB (TAXES) value (INR) will be added to the converted values.
Note on K127: gepadmin: 1. If you choose "Full Conversion" then Column BA (AMOUNT) and Column BB (TAXES) BOTH values will be convert based on selected Currency in (Column L). 2. If you choose "Partial Conversion" then Column BA (AMOUNT) only will be converted based on selected currency (Column L) and Column BB (TAXES) value (INR) will be added to the converted values.
Note on K128: gepadmin: 1. If you choose "Full Conversion" then Column BA (AMOUNT) and Column BB (TAXES) BOTH values will be convert based on selected Currency in (Column L). 2. If you choose "Partial Conversion" then Column BA (AMOUNT) only will be converted based on selected currency (Column L) and Column BB (TAXES) value (INR) will be added to the converted values.
Note on K129: gepadmin: 1. If you choose "Full Conversion" then Column BA (AMOUNT) and Column BB (TAXES) BOTH values will be convert based on selected Currency in (Column L). 2. If you choose "Partial Conversion" then Column BA (AMOUNT) only will be converted based on selected currency (Column L) and Column BB (TAXES) value (INR) will be added to the converted values.
Note on K130: gepadmin: 1. If you choose "Full Conversion" then Column BA (AMOUNT) and Column BB (TAXES) BOTH values will be convert based on selected Currency in (Column L). 2. If you choose "Partial Conversion" then Column BA (AMOUNT) only will be converted based on selected currency (Column L) and Column BB (TAXES) value (INR) will be added to the converted values.
Note on K131: gepadmin: 1. If you choose "Full Conversion" then Column BA (AMOUNT) and Column BB (TAXES) BOTH values will be convert based on selected Currency in (Column L). 2. If you choose "Partial Conversion" then Column BA (AMOUNT) only will be converted based on selected currency (Column L) and Column BB (TAXES) value (INR) will be added to the converted values.
Note on K133: gepadmin: 1. If you choose "Full Conversion" then Column BA (AMOUNT) and Column BB (TAXES) BOTH values will be convert based on selected Currency in (Column L). 2. If you choose "Partial Conversion" then Column BA (AMOUNT) only will be converted based on selected currency (Column L) and Column BB (TAXES) value (INR) will be added to the converted values.
Note on K135: gepadmin: 1. If you choose "Full Conversion" then Column BA (AMOUNT) and Column BB (TAXES) BOTH values will be convert based on selected Currency in (Column L). 2. If you choose "Partial Conversion" then Column BA (AMOUNT) only will be converted based on selected currency (Column L) and Column BB (TAXES) value (INR) will be added to the converted values.
Note on K136: gepadmin: 1. If you choose "Full Conversion" then Column BA (AMOUNT) and Column BB (TAXES) BOTH values will be convert based on selected Currency in (Column L). 2. If you choose "Partial Conversion" then Column BA (AMOUNT) only will be converted based on selected currency (Column L) and Column BB (TAXES) value (INR) will be added to the converted values.
Note on K137: gepadmin: 1. If you choose "Full Conversion" then Column BA (AMOUNT) and Column BB (TAXES) BOTH values will be convert based on selected Currency in (Column L). 2. If you choose "Partial Conversion" then Column BA (AMOUNT) only will be converted based on selected currency (Column L) and Column BB (TAXES) value (INR) will be added to the converted values.
Note on K138: gepadmin: 1. If you choose "Full Conversion" then Column BA (AMOUNT) and Column BB (TAXES) BOTH values will be convert based on selected Currency in (Column L). 2. If you choose "Partial Conversion" then Column BA (AMOUNT) only will be converted based on selected currency (Column L) and Column BB (TAXES) value (INR) will be added to the converted values.
Note on K139: gepadmin: 1. If you choose "Full Conversion" then Column BA (AMOUNT) and Column BB (TAXES) BOTH values will be convert based on selected Currency in (Column L). 2. If you choose "Partial Conversion" then Column BA (AMOUNT) only will be converted based on selected currency (Column L) and Column BB (TAXES) value (INR) will be added to the converted values.
Note on K143: gepadmin: 1. If you choose "Full Conversion" then Column BA (AMOUNT) and Column BB (TAXES) BOTH values will be convert based on selected Currency in (Column L). 2. If you choose "Partial Conversion" then Column BA (AMOUNT) only will be converted based on selected currency (Column L) and Column BB (TAXES) value (INR) will be added to the converted values.
Note on K145: gepadmin: 1. If you choose "Full Conversion" then Column BA (AMOUNT) and Column BB (TAXES) BOTH values will be convert based on selected Currency in (Column L). 2. If you choose "Partial Conversion" then Column BA (AMOUNT) only will be converted based on selected currency (Column L) and Column BB (TAXES) value (INR) will be added to the converted values.
Note on K146: gepadmin: 1. If you choose "Full Conversion" then Column BA (AMOUNT) and Column BB (TAXES) BOTH values will be convert based on selected Currency in (Column L). 2. If you choose "Partial Conversion" then Column BA (AMOUNT) only will be converted based on selected currency (Column L) and Column BB (TAXES) value (INR) will be added to the converted values.
Note on K147: gepadmin: 1. If you choose "Full Conversion" then Column BA (AMOUNT) and Column BB (TAXES) BOTH values will be convert based on selected Currency in (Column L). 2. If you choose "Partial Conversion" then Column BA (AMOUNT) only will be converted based on selected currency (Column L) and Column BB (TAXES) value (INR) will be added to the converted values.
Note on K148: gepadmin: 1. If you choose "Full Conversion" then Column BA (AMOUNT) and Column BB (TAXES) BOTH values will be convert based on selected Currency in (Column L). 2. If you choose "Partial Conversion" then Column BA (AMOUNT) only will be converted based on selected currency (Column L) and Column BB (TAXES) value (INR) will be added to the converted values.
Note on K149: gepadmin: 1. If you choose "Full Conversion" then Column BA (AMOUNT) and Column BB (TAXES) BOTH values will be convert based on selected Currency in (Column L). 2. If you choose "Partial Conversion" then Column BA (AMOUNT) only will be converted based on selected currency (Column L) and Column BB (TAXES) value (INR) will be added to the converted values.
Note on K150: gepadmin: 1. If you choose "Full Conversion" then Column BA (AMOUNT) and Column BB (TAXES) BOTH values will be convert based on selected Currency in (Column L). 2. If you choose "Partial Conversion" then Column BA (AMOUNT) only will be converted based on selected currency (Column L) and Column BB (TAXES) value (INR) will be added to the converted values.
Note on K151: gepadmin: 1. If you choose "Full Conversion" then Column BA (AMOUNT) and Column BB (TAXES) BOTH values will be convert based on selected Currency in (Column L). 2. If you choose "Partial Conversion" then Column BA (AMOUNT) only will be converted based on selected currency (Column L) and Column BB (TAXES) value (INR) will be added to the converted values.
Note on K152: gepadmin: 1. If you choose "Full Conversion" then Column BA (AMOUNT) and Column BB (TAXES) BOTH values will be convert based on selected Currency in (Column L). 2. If you choose "Partial Conversion" then Column BA (AMOUNT) only will be converted based on selected currency (Column L) and Column BB (TAXES) value (INR) will be added to the converted values.
Note on K153: gepadmin: 1. If you choose "Full Conversion" then Column BA (AMOUNT) and Column BB (TAXES) BOTH values will be convert based on selected Currency in (Column L). 2. If you choose "Partial Conversion" then Column BA (AMOUNT) only will be converted based on selected currency (Column L) and Column BB (TAXES) value (INR) will be added to the converted values.
Note on K154: gepadmin: 1. If you choose "Full Conversion" then Column BA (AMOUNT) and Column BB (TAXES) BOTH values will be convert based on selected Currency in (Column L). 2. If you choose "Partial Conversion" then Column BA (AMOUNT) only will be converted based on selected currency (Column L) and Column BB (TAXES) value (INR) will be added to the converted values.
Note on K155: gepadmin: 1. If you choose "Full Conversion" then Column BA (AMOUNT) and Column BB (TAXES) BOTH values will be convert based on selected Currency in (Column L). 2. If you choose "Partial Conversion" then Column BA (AMOUNT) only will be converted based on selected currency (Column L) and Column BB (TAXES) value (INR) will be added to the converted values.
Note on K157: gepadmin: 1. If you choose "Full Conversion" then Column BA (AMOUNT) and Column BB (TAXES) BOTH values will be convert based on selected Currency in (Column L). 2. If you choose "Partial Conversion" then Column BA (AMOUNT) only will be converted based on selected currency (Column L) and Column BB (TAXES) value (INR) will be added to the converted values.
Note on K158: gepadmin: 1. If you choose "Full Conversion" then Column BA (AMOUNT) and Column BB (TAXES) BOTH values will be convert based on selected Currency in (Column L). 2. If you choose "Partial Conversion" then Column BA (AMOUNT) only will be converted based on selected currency (Column L) and Column BB (TAXES) value (INR) will be added to the converted values.
Note on K159: gepadmin: 1. If you choose "Full Conversion" then Column BA (AMOUNT) and Column BB (TAXES) BOTH values will be convert based on selected Currency in (Column L). 2. If you choose "Partial Conversion" then Column BA (AMOUNT) only will be converted based on selected currency (Column L) and Column BB (TAXES) value (INR) will be added to the converted values.
Note on K160: gepadmin: 1. If you choose "Full Conversion" then Column BA (AMOUNT) and Column BB (TAXES) BOTH values will be convert based on selected Currency in (Column L). 2. If you choose "Partial Conversion" then Column BA (AMOUNT) only will be converted based on selected currency (Column L) and Column BB (TAXES) value (INR) will be added to the converted values.
Note on K161: gepadmin: 1. If you choose "Full Conversion" then Column BA (AMOUNT) and Column BB (TAXES) BOTH values will be convert based on selected Currency in (Column L). 2. If you choose "Partial Conversion" then Column BA (AMOUNT) only will be converted based on selected currency (Column L) and Column BB (TAXES) value (INR) will be added to the converted values.
Note on K163: gepadmin: 1. If you choose "Full Conversion" then Column BA (AMOUNT) and Column BB (TAXES) BOTH values will be convert based on selected Currency in (Column L). 2. If you choose "Partial Conversion" then Column BA (AMOUNT) only will be converted based on selected currency (Column L) and Column BB (TAXES) value (INR) will be added to the converted values.
Note on K165: gepadmin: 1. If you choose "Full Conversion" then Column BA (AMOUNT) and Column BB (TAXES) BOTH values will be convert based on selected Currency in (Column L). 2. If you choose "Partial Conversion" then Column BA (AMOUNT) only will be converted based on selected currency (Column L) and Column BB (TAXES) value (INR) will be added to the converted values.
Note on K167: gepadmin: 1. If you choose "Full Conversion" then Column BA (AMOUNT) and Column BB (TAXES) BOTH values will be convert based on selected Currency in (Column L). 2. If you choose "Partial Conversion" then Column BA (AMOUNT) only will be converted based on selected currency (Column L) and Column BB (TAXES) value (INR) will be added to the converted values.
Note on K168: gepadmin: 1. If you choose "Full Conversion" then Column BA (AMOUNT) and Column BB (TAXES) BOTH values will be convert based on selected Currency in (Column L). 2. If you choose "Partial Conversion" then Column BA (AMOUNT) only will be converted based on selected currency (Column L) and Column BB (TAXES) value (INR) will be added to the converted values.
Note on K169: gepadmin: 1. If you choose "Full Conversion" then Column BA (AMOUNT) and Column BB (TAXES) BOTH values will be convert based on selected Currency in (Column L). 2. If you choose "Partial Conversion" then Column BA (AMOUNT) only will be converted based on selected currency (Column L) and Column BB (TAXES) value (INR) will be added to the converted values.
Note on K170: gepadmin: 1. If you choose "Full Conversion" then Column BA (AMOUNT) and Column BB (TAXES) BOTH values will be convert based on selected Currency in (Column L). 2. If you choose "Partial Conversion" then Column BA (AMOUNT) only will be converted based on selected currency (Column L) and Column BB (TAXES) value (INR) will be added to the converted values.
Note on K171: gepadmin: 1. If you choose "Full Conversion" then Column BA (AMOUNT) and Column BB (TAXES) BOTH values will be convert based on selected Currency in (Column L). 2. If you choose "Partial Conversion" then Column BA (AMOUNT) only will be converted based on selected currency (Column L) and Column BB (TAXES) value (INR) will be added to the converted values.
Note on K176: gepadmin: 1. If you choose "Full Conversion" then Column BA (AMOUNT) and Column BB (TAXES) BOTH values will be convert based on selected Currency in (Column L). 2. If you choose "Partial Conversion" then Column BA (AMOUNT) only will be converted based on selected currency (Column L) and Column BB (TAXES) value (INR) will be added to the converted values.
Note on K178: gepadmin: 1. If you choose "Full Conversion" then Column BA (AMOUNT) and Column BB (TAXES) BOTH values will be convert based on selected Currency in (Column L). 2. If you choose "Partial Conversion" then Column BA (AMOUNT) only will be converted based on selected currency (Column L) and Column BB (TAXES) value (INR) will be added to the converted values.
Note on K179: gepadmin: 1. If you choose "Full Conversion" then Column BA (AMOUNT) and Column BB (TAXES) BOTH values will be convert based on selected Currency in (Column L). 2. If you choose "Partial Conversion" then Column BA (AMOUNT) only will be converted based on selected currency (Column L) and Column BB (TAXES) value (INR) will be added to the converted values.
Note on K180: gepadmin: 1. If you choose "Full Conversion" then Column BA (AMOUNT) and Column BB (TAXES) BOTH values will be convert based on selected Currency in (Column L). 2. If you choose "Partial Conversion" then Column BA (AMOUNT) only will be converted based on selected currency (Column L) and Column BB (TAXES) value (INR) will be added to the converted values.
Note on K181: gepadmin: 1. If you choose "Full Conversion" then Column BA (AMOUNT) and Column BB (TAXES) BOTH values will be convert based on selected Currency in (Column L). 2. If you choose "Partial Conversion" then Column BA (AMOUNT) only will be converted based on selected currency (Column L) and Column BB (TAXES) value (INR) will be added to the converted values.
Note on K182: gepadmin: 1. If you choose "Full Conversion" then Column BA (AMOUNT) and Column BB (TAXES) BOTH values will be convert based on selected Currency in (Column L). 2. If you choose "Partial Conversion" then Column BA (AMOUNT) only will be converted based on selected currency (Column L) and Column BB (TAXES) value (INR) will be added to the converted values.
Note on K183: gepadmin: 1. If you choose "Full Conversion" then Column BA (AMOUNT) and Column BB (TAXES) BOTH values will be convert based on selected Currency in (Column L). 2. If you choose "Partial Conversion" then Column BA (AMOUNT) only will be converted based on selected currency (Column L) and Column BB (TAXES) value (INR) will be added to the converted values.
Note on K184: gepadmin: 1. If you choose "Full Conversion" then Column BA (AMOUNT) and Column BB (TAXES) BOTH values will be convert based on selected Currency in (Column L). 2. If you choose "Partial Conversion" then Column BA (AMOUNT) only will be converted based on selected currency (Column L) and Column BB (TAXES) value (INR) will be added to the converted values.
Note on K185: gepadmin: 1. If you choose "Full Conversion" then Column BA (AMOUNT) and Column BB (TAXES) BOTH values will be convert based on selected Currency in (Column L). 2. If you choose "Partial Conversion" then Column BA (AMOUNT) only will be converted based on selected currency (Column L) and Column BB (TAXES) value (INR) will be added to the converted values.
Note on K186: gepadmin: 1. If you choose "Full Conversion" then Column BA (AMOUNT) and Column BB (TAXES) BOTH values will be convert based on selected Currency in (Column L). 2. If you choose "Partial Conversion" then Column BA (AMOUNT) only will be converted based on selected currency (Column L) and Column BB (TAXES) value (INR) will be added to the converted values.
Note on K187: gepadmin: 1. If you choose "Full Conversion" then Column BA (AMOUNT) and Column BB (TAXES) BOTH values will be convert based on selected Currency in (Column L). 2. If you choose "Partial Conversion" then Column BA (AMOUNT) only will be converted based on selected currency (Column L) and Column BB (TAXES) value (INR) will be added to the converted values.
Note on K188: gepadmin: 1. If you choose "Full Conversion" then Column BA (AMOUNT) and Column BB (TAXES) BOTH values will be convert based on selected Currency in (Column L). 2. If you choose "Partial Conversion" then Column BA (AMOUNT) only will be converted based on selected currency (Column L) and Column BB (TAXES) value (INR) will be added to the converted values.
Note on K190: gepadmin: 1. If you choose "Full Conversion" then Column BA (AMOUNT) and Column BB (TAXES) BOTH values will be convert based on selected Currency in (Column L). 2. If you choose "Partial Conversion" then Column BA (AMOUNT) only will be converted based on selected currency (Column L) and Column BB (TAXES) value (INR) will be added to the converted values.
Note on K191: gepadmin: 1. If you choose "Full Conversion" then Column BA (AMOUNT) and Column BB (TAXES) BOTH values will be convert based on selected Currency in (Column L). 2. If you choose "Partial Conversion" then Column BA (AMOUNT) only will be converted based on selected currency (Column L) and Column BB (TAXES) value (INR) will be added to the converted values.
Note on K192: gepadmin: 1. If you choose "Full Conversion" then Column BA (AMOUNT) and Column BB (TAXES) BOTH values will be convert based on selected Currency in (Column L). 2. If you choose "Partial Conversion" then Column BA (AMOUNT) only will be converted based on selected currency (Column L) and Column BB (TAXES) value (INR) will be added to the converted values.
Note on K193: gepadmin: 1. If you choose "Full Conversion" then Column BA (AMOUNT) and Column BB (TAXES) BOTH values will be convert based on selected Currency in (Column L). 2. If you choose "Partial Conversion" then Column BA (AMOUNT) only will be converted based on selected currency (Column L) and Column BB (TAXES) value (INR) will be added to the converted values.
Note on K194: gepadmin: 1. If you choose "Full Conversion" then Column BA (AMOUNT) and Column BB (TAXES) BOTH values will be convert based on selected Currency in (Column L). 2. If you choose "Partial Conversion" then Column BA (AMOUNT) only will be converted based on selected currency (Column L) and Column BB (TAXES) value (INR) will be added to the converted values.
Note on K195: gepadmin: 1. If you choose "Full Conversion" then Column BA (AMOUNT) and Column BB (TAXES) BOTH values will be convert based on selected Currency in (Column L). 2. If you choose "Partial Conversion" then Column BA (AMOUNT) only will be converted based on selected currency (Column L) and Column BB (TAXES) value (INR) will be added to the converted values.
Note on K197: gepadmin: 1. If you choose "Full Conversion" then Column BA (AMOUNT) and Column BB (TAXES) BOTH values will be convert based on selected Currency in (Column L). 2. If you choose "Partial Conversion" then Column BA (AMOUNT) only will be converted based on selected currency (Column L) and Column BB (TAXES) value (INR) will be added to the converted values.
Note on K199: gepadmin: 1. If you choose "Full Conversion" then Column BA (AMOUNT) and Column BB (TAXES) BOTH values will be convert based on selected Currency in (Column L). 2. If you choose "Partial Conversion" then Column BA (AMOUNT) only will be converted based on selected currency (Column L) and Column BB (TAXES) value (INR) will be added to the converted values.
Note on K200: gepadmin: 1. If you choose "Full Conversion" then Column BA (AMOUNT) and Column BB (TAXES) BOTH values will be convert based on selected Currency in (Column L). 2. If you choose "Partial Conversion" then Column BA (AMOUNT) only will be converted based on selected currency (Column L) and Column BB (TAXES) value (INR) will be added to the converted values.
Note on K201: gepadmin: 1. If you choose "Full Conversion" then Column BA (AMOUNT) and Column BB (TAXES) BOTH values will be convert based on selected Currency in (Column L). 2. If you choose "Partial Conversion" then Column BA (AMOUNT) only will be converted based on selected currency (Column L) and Column BB (TAXES) value (INR) will be added to the converted values.
Note on K202: gepadmin: 1. If you choose "Full Conversion" then Column BA (AMOUNT) and Column BB (TAXES) BOTH values will be convert based on selected Currency in (Column L). 2. If you choose "Partial Conversion" then Column BA (AMOUNT) only will be converted based on selected currency (Column L) and Column BB (TAXES) value (INR) will be added to the converted values.
Note on K203: gepadmin: 1. If you choose "Full Conversion" then Column BA (AMOUNT) and Column BB (TAXES) BOTH values will be convert based on selected Currency in (Column L). 2. If you choose "Partial Conversion" then Column BA (AMOUNT) only will be converted based on selected currency (Column L) and Column BB (TAXES) value (INR) will be added to the converted values.
Note on K162: gepadmin: 1. If you choose "Full Conversion" then Column BA (AMOUNT) and Column BB (TAXES) BOTH values will be convert based on selected Currency in (Column L). 2. If you choose "Partial Conversion" then Column BA (AMOUNT) only will be converted based on selected currency (Column L) and Column BB (TAXES) value (INR) will be added to the converted values.
Note on K177: gepadmin: 1. If you choose "Full Conversion" then Column BA (AMOUNT) and Column BB (TAXES) BOTH values will be convert based on selected Currency in (Column L). 2. If you choose "Partial Conversion" then Column BA (AMOUNT) only will be converted based on selected currency (Column L) and Column BB (TAXES) value (INR) will be added to the converted values.

## Macros
Please Enable Macros to View BoQ information