## BoQ1 (hidden)
Percentage BoQ
BoQ_Ver3.0 | Percentage | Normal | INR Only | INR
Select, At Par, Excess (+), Less (-) |  | IOCL
Tender Inviting Authority: The Additional Chief Engineer, WBPHIDCL
Name of Work: Repair, renovation and up-gradation 02 storied PS building 02 nos. single storied barrack and single storied Generator room at Basanti PS in Baruipur Police Dist. Under south 24 pgs.
Contract No: WBPHIDCL/Addl.CE/NIT- 136(e)/2019-2020 (1st Call) Sl. No. 3
Bidder Name :
PRICE SCHEDULE (This BOQ template must not be modified/replaced by the bidder and the same should be uploaded after filling the relevent columns, else the bidder is liable to be rejected for this tender. Bidders are allowed to enter the Bidder Name and Values only )
NUMBER # | TEXT # | TEXT # | NUMBER # | TEXT # | NUMBER | NUMBER | TEXT | TEXT # | NUMBER # | TEXT# | TEXT # | NUMBER # | NUMBER | NUMBER | NUMBER | NUMBER | TEXT | TEXT | NUMBER | NUMBER | NUMBER | NUMBER | TEXT | TEXT | NUMBER | NUMBER | NUMBER | NUMBER | TEXT | TEXT | NUMBER | NUMBER | NUMBER | NUMBER | TEXT | TEXT | NUMBER | NUMBER | NUMBER | NUMBER | TEXT | TEXT | NUMBER | NUMBER | NUMBER # | NUMBER # | TEXT | TEXT | NUMBER # | NUMBER # | DATE | NUMBER # | NUMBER # | TEXT #
Sl. No. | Item Description | Item Code / Make | Quantity | Units | Estimated Rate |  |  | Addition / Deduction | Addition / Deduction Values | Currency Convertion against each Item | Quoted Currency in INR / Other Currency | BASIC RATE In Figures To be entered by the Bidder Rs. P | Excise Duty | VAT | Freight Charges ( Unloading & Stacking) | Any Other Taxes/Duties/Levies |  |  | Other Taxes 2 | IIIrd Party i.e DGS&D / RITES etc Inspection Charges @0.34%+Service Tax | Less for Cenvat Credit,if any respect of Supplies Under full Excise Duty Category | [30 empty] | TOTAL AMOUNT With Taxes | TOTAL AMOUNT With Taxes | TOTAL AMOUNT In Words
1 | 2 | 3 | 4 | 5 | 6 | 7 | 8 | 9 | 10 | 11 | 12 | 13 | 14 | 15 | 16 | 17 | 18 | 19 | 20 | 21 | 22 | 23 | 24 | 25 | 26 | 27 | 28 | 29 | 30 | 31 | 32 | 33 | 34 | 35 | 36 | 37 | 38 | 39 | 40 | 41 | 42 | 43 | 44 | 45 | 46 | 47 | 48 | 49 | 50 | 51 | 52 | 53 | 54 | 55
1 | Civil works | BI01010001010000000000000515BI0100001112 | [57 empty] | 1 | Construction of chamber for 100mm sluices valve | item1 | 10 | 1 Nos
2 | Stripping off worn out plaster and raking out joints of walls, celings etc. upto any height and in any floor including removing rubbish within a lead of 75m as directed. | BI01010001010000000000000515BI0100001113 | 1120 | Sqm. | 21.49 |  |  | Excess(+) | 1 | Full Conversion | INR | [40 empty] | 24068.8 | 24068.8 | INR Twenty Four Thousand &Sixty Eight and Paise Eighty Only | 10 | 11.31 | 11200 | 24.3095 | 19 | 2 | Construction of chamber for 100mm sluices valve | item3 | 10 | Nos
3 | Dismantling R.C. floor, roof, beams etc. including cutting rods and removing rubbish as directed within a lead of 75 m. including stacking of steel bars. (a) In ground floor including roof. | BI01010001010000000000000515BI0100001114 | 0.5 | Cum. | 2212.63 |  |  | Excess(+) | 1 | Full Conversion | INR | [40 empty] | 1106.32 | 1106.32 | INR One Thousand One Hundred & Six and Paise Thirty Two Only | 166 | 187.78 | 83 | 2502.9271 | 1956 | 3 | Supplying, Conveying and fixing spls. Including ea | item4 | 10 | Nos
4 | Dismantling R.C. floor, roof, beams etc. including cutting rods and removing rubbish as directed within a lead of 75 m. including stacking of steel bars. 1st Floor | BI01010001010000000000000515BI0100001115 | 0.25 | Cum. | 2269.19 |  |  | Excess(+) | 1 | Full Conversion | INR | [40 empty] | 567.3 | 567.3 | INR Five Hundred & Sixty Seven and Paise Thirty Only | 119.27 | 134.92 | 29.82 | 2566.9077 | 2006 | 1.01 | Supplying, Conveying and fixing spls. Including eart | item1 | 123.223 | Nos
5 | Dismantling all types of plain cement concrete works, stacking serviceable materials at site and removing rubbish as directed within a lead of 75 m. In ground floor including roof. (a) upto 150 mm. thick | BI01010001010000000000000515BI0100001116 | 5 | Cum. | 1062.2 |  |  | Excess(+) | 1 | Full Conversion | INR | [40 empty] | 5311 | 5311 | INR Five Thousand Three Hundred & Eleven Only | 192.38 | 217.62 | 961.9 | 1201.5606 | 939 | 1.02 | Construction of chamber for 100mm sluice plates | item2 | 213 | Nos
6 | Dismantling all types of plain cement concrete works, stacking serviceable materials at site and removing rubbish as directed within a lead of 75 m. In First floor including roof. (a) upto 150 mm. thick | BI01010001010000000000000515BI0100001117 | 0.25 | Cum. | 1118.76 |  |  | Excess(+) | 1 | Full Conversion | INR | [40 empty] | 279.69 | 279.69 | INR Two Hundred & Seventy Nine and Paise Sixty Nine Only | 77.54 | 87.71 | 19.39 | 1265.5413 | 989 | 2 | Construction of chamber for 100mm sluices valve | item3 | 10 | Nos
7 | Dismantling all types of masonry excepting cement concrete plain or reinforced, stacking serviceable materials at site and removing rubbish as directed within a lead of 75 m. a) In ground floor including roof. | BI01010001010000000000000515BI0100001118 | 0.5 | Cum. | 505.65 |  |  | Excess(+) | 1 | Full Conversion | INR | [40 empty] | 252.83 | 252.83 | INR Two Hundred & Fifty Two and Paise Eighty Three Only | 355.41 | 402.04 | 177.71 | 571.9913 | 447 | 3 | Supplying, Conveying and fixing spls. Including ea | item4 | 10 | Nos
8 | Dismantling all types of masonry excepting cement concrete plain or reinforced, stacking serviceable materials at site and removing rubbish as directed within a lead of 75 m. a) In First floor including roof. | BI01010001010000000000000515BI0100001119 | 0.5 | Cum. | 562.21 |  |  | Excess(+) | 1 | Full Conversion | INR | [40 empty] | 281.11 | 281.11 | INR Two Hundred & Eighty One and Paise Eleven Only | 487.41 | 551.36 | 243.71 | 635.972 | 497 | 1.01 | Supplying, Conveying and fixing spls. Including eart | item1 | 123.223 | Nos
9 | Removal of rubbish,earth etc.from the working site and disposal of thesame beyond the compound ,inconformity with the Municipal/Corporation Rules for such disposal,loading in to truckand cleaning the site in all respect as per direction of Engineer in charge | BI01010001010000000000000515BI0100001120 | 6 | CuM. | 187.78 |  |  | Excess(+) | 1 | Full Conversion | INR | [40 empty] | 1126.68 | 1126.68 | INR One Thousand One Hundred & Twenty Six and Paise Sixty Eight Only | 110 | 124.43 | 660 | 212.4167 | 166
10 | Earth work in excavation of foundation trenches or drains, in all sorts of soil (including mixed soil but excluding laterite or sandstone) including removing, spreading or stacking the spoils within a lead of 75 m. as directed. The item includes necessary trimming the sides of trenches, levelling, dressing and ramming the bottom, bailing out water as required complete. a) Depth of excavation not exceeding 1,500 mm. | BI01010001010000000000000515BI0100001121 | 2 | Cum | 134.92 |  |  | Excess(+) | 1 | Full Conversion | INR | [40 empty] | 269.84 | 269.84 | INR Two Hundred & Sixty Nine and Paise Eighty Four Only | 266 | 300.9 | 532 | 152.6215 | 119.27
11 | Earth work in filling in foundation trenches or plinth with good earth, in layers not exceeding 150 mm. including watering and ramming etc. layer by layer complete. (Payment to be made on the basis of measurement of finished quantity of work) (a) With earth obtained from excavation of foundation. | BI01010001010000000000000515BI0100001122 | 0.5 | Cum | 87.71 |  |  | Excess(+) | 1 | Full Conversion | INR | [40 empty] | 43.86 | 43.86 | INR Forty Three and Paise Eighty Six Only | 40 | 45.25 | 20 | 99.2176 | 77.54
12 | Single Brick Flat Soling of picked jhama bricks including ramming and dressing bed to proper level and filling joints with local sand. | BI01010001010000000000000515BI0100001123 | 35 | Sq.M. | 408.36 |  |  | Excess(+) | 1 | Full Conversion | INR | [40 empty] | 14292.6 | 14292.6 | INR Fourteen Thousand Two Hundred & Ninety Two and Paise Sixty Only | 24 | 27.15 | 840 | 461.9368 | 361
13 | (I) Cement concrete with graded stone ballast (40 mm size excluding shuttering) In ground floor (A)With Pakur Variety 1:3:6 | BI01010001010000000000000515BI0100001124 | 3 | Cum. | 6081.33 |  |  | Excess(+) | 1 | Full Conversion | INR | [40 empty] | 18243.99 | 18243.99 | INR Eighteen Thousand Two Hundred & Forty Three and Paise Ninety Nine Only | 4818.66 | 5450.87 | 14455.98 | 6879.2005 | 5376
14 | Ordinary Cement concrete (mix 1:1.5:3) with graded stone chips (20 mm nominal size) excluding shuttering and reinforcement if any, in ground floor as per relevant IS codes. ground floor | BI01010001010000000000000515BI0100001125 | 6 | Cum. | 7238.55 |  |  | Excess(+) | 1 | Full Conversion | INR | [40 empty] | 43431.3 | 43431.3 | INR Forty Three Thousand Four Hundred & Thirty One and Paise Thirty Only | 5920.24 | 6696.98 | 35521.44 | 8188.2478 | 6399
15 | Ordinary Cement concrete (mix 1:1.5:3) with graded stone chips (20 mm nominal size) excluding shuttering and reinforcement if any, in ground floor as per relevant IS codes. 1st Floor | BI01010001010000000000000515BI0100001126 | 3 | Cum. | 7346.01 |  |  | Excess(+) | 1 | Full Conversion | INR | [40 empty] | 22038.03 | 22038.03 | INR Twenty Two Thousand &Thirty Eight and Paise Three Only | 5940.24 | 6719.6 | 17820.72 | 8309.8065 | 6494
16 | 6 (b) Controlled Cement concrete with well graded stone chips (20 mm nominal size) excluding shuttering and reinforcement with complete design of concrete as per IS : 456 and relevant special publications, submission of job mix formula after preliminary mix design after testing of concrete cubes as per direction of Engineer-in charge. Consumption of cement will not be less than 300 Kg of cement with Super plasticiser per cubic meter of controlled concrete but actual consumption will be determined on the basis of preliminary test and job mix foumula. In ground floor and foundation.[using concrete mixture] (b) M 25 Grade (i) Pakur Variety GROUND FLOOR | BI01010001010000000000000515BI0100001127 | 1.36 | Cum. | 7823.38 |  |  | Excess(+) | 1 | Full Conversion | INR | [40 empty] | 10639.8 | 10639.8 | INR Ten Thousand Six Hundred & Thirty Nine and Paise Eighty Only | 5960.24 | 6742.22 | 8105.93 | 8849.8075 | 6916
17 | 6 (b) Controlled Cement concrete with well graded stone chips (20 mm nominal size) excluding shuttering and reinforcement with complete design of concrete as per IS : 456 and relevant special publications, submission of job mix formula after preliminary mix design after testing of concrete cubes as per direction of Engineer-in charge. Consumption of cement will not be less than 300 Kg of cement with Super plasticiser per cubic meter of controlled concrete but actual consumption will be determined on the basis of preliminary test and job mix foumula. In ground floor and foundation.[using concrete mixture] (b) M 25 Grade (i) Pakur Variety 1st Floor | BI01010001010000000000000515BI0100001128 | 0.5 | Cum. | 7930.84 |  |  | Excess(+) | 1 | Full Conversion | INR | [40 empty] | 3965.42 | 3965.42 | INR Three Thousand Nine Hundred & Sixty Five and Paise Forty Two Only | 359 | 406.1 | 179.5 | 8971.3662 | 7011
18 | Reinforcement for reinforced concrete work in all sorts structure including distribution bars, stirrups, binders etc. including of rods initial straightening and removal of loose rust (if necessary), cutting to requisite length , hooking and bending with 16 gauge black annealed wire at every inter section, complete as per drawing and direction. (a) For works in foundation, basement and upto roof of ground floor / upto 4 m (i) Tor Steel / Mild Steel ( I ) SAIL / TATA / RINL GROUND FLOOR | BI01010001010000000000000515BI0100001129 | 1.249 | MT. | 80785.78 |  |  | Excess(+) | 1 | Full Conversion | INR | [40 empty] | 100901.44 | 100901.44 | INR One Lakh Nine Hundred & One and Paise Forty Four Only | 377 | 426.46 | 470.87 | 91384.8743 | 71416
19 | Reinforcement for reinforced concrete work in all sorts structure including distribution bars, stirrups, binders etc. including of rods initial straightening and removal of loose rust (if necessary), cutting to requisite length , hooking and bending with 16 gauge black annealed wire at every inter section, complete as per drawing and direction. (a) For works in foundation, basement and upto roof of ground floor / upto 4 m (i) Tor Steel / Mild Steel ( I ) SAIL / TATA / RINL 1st Floor | BI01010001010000000000000515BI0100001130 | 0.4 | MT. | 81328.76 |  |  | Excess(+) | 1 | Full Conversion | INR | [40 empty] | 32531.5 | 32531.5 | INR Thirty Two Thousand Five Hundred & Thirty One and Paise Fifty Only | 395 | 446.82 | 158 | 91999.0933 | 71896
20 | Hire and labour charges for shuttering with centreing and necessary staging up to 4m using approved stout props thick hard wood planks of approved thickness with required bracing for concrete slabs, beams, columns, linteles curved or straight including fitting, fixing and striking out after complition of works upto roof og GF a) 25mm to 30mm thick wooden shuttering as per decision and direction of E.I.C Ground Floor | BI01010001010000000000000515BI0100001131 | 72 | Sqm | 378.95 |  |  | Excess(+) | 1 | Full Conversion | INR | [40 empty] | 27284.4 | 27284.4 | INR Twenty Seven Thousand Two Hundred & Eighty Four and Paise Forty Only | 71269 | 80619.49 | 5131368 | 428.6682 | 335
21 | Hire and labour charges for shuttering with centreing and necessary staging up to 4m using approved stout props thick hard wood planks of approved thickness with required bracing for concrete slabs, beams, columns, linteles curved or straight including fitting, fixing and striking out after complition of works upto roof og GF a) 25mm to 30mm thick wooden shuttering as per decision and direction of E.I.C 1st Floor | BI01010001010000000000000515BI0100001132 | 30 | Sqm | 399.31 |  |  | Excess(+) | 1 | Full Conversion | INR | [40 empty] | 11979.3 | 11979.3 | INR Eleven Thousand Nine Hundred & Seventy Nine and Paise Thirty Only | 71699 | 81105.91 | 2150970 | 451.6995 | 353
22 | Brick work with 1st class bricks in cement mortar (1:6) in (a) In foundation and plinth | BI01010001010000000000000515BI0100001133 | 1 | CuM. | 6123.19 |  |  | Excess(+) | 1 | Full Conversion | INR | [40 empty] | 6123.19 | 6123.19 | INR Six Thousand One Hundred & Twenty Three and Paise Nineteen Only | 72129 | 81592.32 | 72129 | 6926.5525 | 5413
23 | Brick work with 1st class bricks in cement mortar (1:6) in (b) Ground Floor Superstructure | BI01010001010000000000000515BI0100001134 | 6 | CuM. | 6375.44 |  |  | Excess(+) | 1 | Full Conversion | INR | [40 empty] | 38252.64 | 38252.64 | INR Thirty Eight Thousand Two Hundred & Fifty Two and Paise Sixty Four Only | 4243 | 4799.68 | 25458 | 7211.8977 | 5636
24 | Brick work with 1st class bricks in cement mortar (1:6) in First Floor | BI01010001010000000000000515BI0100001135 | 1 | Cum. | 6501.01 |  |  | Excess(+) | 1 | Full Conversion | INR | [40 empty] | 6501.01 | 6501.01 | INR Six Thousand Five Hundred & One and Paise One Only | 4354 | 4925.24 | 4354 | 7353.9425 | 5747
25 | 125 mm. thick brick work with 1st class bricks in cement mortar (1:4)in Ground floor | BI01010001010000000000000515BI0100001136 | 34 | SqM | 832.56 |  |  | Excess(+) | 1 | Full Conversion | INR | [40 empty] | 28307.04 | 28307.04 | INR Twenty Eight Thousand Three Hundred & Seven and Paise Four Only | 4465 | 5050.81 | 151810 | 941.7919 | 736
26 | 125 mm. thick brick work with 1st class bricks in cement mortar (1:4)in 1st Floor | BI01010001010000000000000515BI0100001137 | 7 | SqM | 846.14 |  |  | Excess(+) | 1 | Full Conversion | INR | [40 empty] | 5922.98 | 5922.98 | INR Five Thousand Nine Hundred & Twenty Two and Paise Ninety Eight Only | 4576 | 5176.37 | 32032 | 957.1536 | 748
27 | Labour for Chipping of concrete surface before taking up Plastering work. | BI01010001010000000000000515BI0100001138 | 140 | Sqm | 23.76 |  |  | Excess(+) | 1 | Full Conversion | INR | [40 empty] | 3326.4 | 3326.4 | INR Three Thousand Three Hundred & Twenty Six and Paise Forty Only | 592 | 669.67 | 82880 | 26.8773 | 21
28 | Supplying, fitting & fixing 1st quality Ceramic tiles in walls and floors to match with the existing work & 4 nos. of key stones (10mm) fixed with araldite at the back of each tile & finishing the joints with white cement mixed with colouring oxide if required to match the colour of tiles including roughening of concrete surface, if necessary or by synthetic adhesive & grout materials etc. (A) Floor(b) Area of each tile above 0.09 Sq.m (i) Coloured decorative With Sand Cement Mortar (1:4) 20 mm thick & 2 mm thick cement slurry at back side of tiles using cement @ 2.91 Kg/Sq.m & joint filling using white cement slurry @ 0.20kg/Sq.m. Ground floor | BI01010001010000000000000515BI0100001139 | 11 | Sq. M | 1040.7 |  |  | Excess(+) | 1 | Full Conversion | INR | [40 empty] | 11447.7 | 11447.7 | INR Eleven Thousand Four Hundred & Forty Seven and Paise Seventy Only | 604 | 683.24 | 6644 | 1177.2398 | 920
29 | Supplying, fitting & fixing 1st quality Ceramic tiles in walls and floors to match with the existing work & 4 nos. of key stones (10mm) fixed with araldite at the back of each tile & finishing the joints with white cement mixed with colouring oxide if required to match the colour of tiles including roughening of concrete surface, if necessary or by synthetic adhesive & grout materials etc. (A) Floor(b) Area of each tile above 0.09 Sq.m (i) Coloured decorative With Sand Cement Mortar (1:4) 20 mm thick & 2 mm thick cement slurry at back side of tiles using cement @ 2.91 Kg/Sq.m & joint filling using white cement slurry @ 0.20kg/Sq.m. 1st Floor | BI01010001010000000000000515BI0100001140 | 5.5 | Sq. M | 1046.36 |  |  | Excess(+) | 1 | Full Conversion | INR | [40 empty] | 5754.98 | 5754.98 | INR Five Thousand Seven Hundred & Fifty Four and Paise Ninety Eight Only | 616 | 696.82 | 3388 | 1183.6424 | 925
30 | Supplying, fitting & fixing 1st quality Ceramic tiles in walls and floors to match with the existing work & 4 nos. of key stones (10mm) fixed with araldite at the back of each tile & finishing the joints with white cement mixed with colouring oxide if required to match the colour of tiles including roughening of concrete surface, if necessary or by synthetic adhesive & grout materials etc. (B) Wall With Sand Cement Mortar (1:3) 15 mm thick & 2 mm thick cement slurry at back side of tiles using cement @ 2.91 Kg/Sq.m & joint filling using white cement slurry @ 0.20kg/Sq.m.(b) Area of each tile above 0.09 Sq.m(i) Coloured decorative Ground floor | BI01010001010000000000000515BI0100001141 | 47.6 | Sq. M | 1254.5 |  |  | Excess(+) | 1 | Full Conversion | INR | [40 empty] | 59714.2 | 59714.2 | INR One Lakh Ninety Four Thousand &Forty Only | 186 | 210.4 | 8853.6 | 1419.0904 | 1109
31 | Supplying, fitting & fixing 1st quality Ceramic tiles in walls and floors to match with the existing work & 4 nos. of key stones (10mm) fixed with araldite at the back of each tile & finishing the joints with white cement mixed with colouring oxide if required to match the colour of tiles including roughening of concrete surface, if necessary or by synthetic adhesive & grout materials etc. (B) Wall With Sand Cement Mortar (1:3) 15 mm thick & 2 mm thick cement slurry at back side of tiles using cement @ 2.91 Kg/Sq.m & joint filling using white cement slurry @ 0.20kg/Sq.m.(b) Area of each tile above 0.09 Sq.m(i) Coloured decorative 1st Floor | BI01010001010000000000000515BI0100001142 | 23.8 | Sq. M | 1260.16 |  |  | Excess(+) | 1 | Full Conversion | INR | [40 empty] | 29991.81 | 29991.81 | INR Twenty Nine Thousand Nine Hundred & Ninety One and Paise Eighty One Only | 21 | 23.76 | 499.8 | 1425.493 | 1114
32 | 18 mm. to 22 mm. thick, kota stone slab set in 20 mm thick (avg) cement mortar (1:4) in floor, stair & lobby including pointing in cement slurry with admixture of pigment matching the stone shade, including grinding & polishing as per direction of Engineer - in - charge to match with the existingwork. [Slurry for bedding @ 4.4 kg/Sq.m and pointing @2.0 kg/Sq.m] Ground floor | BI01010001010000000000000515BI0100001143 | 50 | Sq. M | 1158.35 |  |  | Excess(+) | 1 | Full Conversion | INR | [40 empty] | 57917.5 | 57917.5 | INR Fifty Seven Thousand Nine Hundred & Seventeen and Paise Fifty Only | 75572 | 85487.05 | 3778600 | 1310.3255 | 1024
33 | 18 mm. to 22 mm. thick, kota stone slab set in 20 mm thick (avg) cement mortar (1:4) in floor, stair & lobby including pointing in cement slurry with admixture of pigment matching the stone shade, including grinding & polishing as per direction of Engineer - in - charge to match with the existingwork. [Slurry for bedding @ 4.4 kg/Sq.m and pointing @2.0 kg/Sq.m] 1st Floor | BI01010001010000000000000515BI0100001144 | 3 | Sq. M | 1171.92 |  |  | Excess(+) | 1 | Full Conversion | INR | [40 empty] | 3515.76 | 3515.76 | INR Three Thousand Five Hundred & Fifteen and Paise Seventy Six Only | 75772 | 85713.29 | 227316 | 1325.6759 | 1036
34 | Supplying, fitting and fixing 18 mm. to 22 mm. thick kota stoneslab in wall, dado in 15 mm thick [avg] cement mortar (1:3) including making suitable arrangement to hold the stone properly by brass / copper hooks including pointing in cement mortar (1:2) (1 cement : 2 marble dust) with admixture of pigments matching the stone shade, including grinding and polishing all complete as per direction of Engineer-in-charge including cost of materials, labour, scaffolding, staging, curing complete. [Using cement slurry for bedding @4.4 kg/Sq.m and for jointing @1.8 kg/Sq.m] Ground floor | BI01010001010000000000000515BI0100001145 | 5 | Sq. M | 1312.19 |  |  | Excess(+) | 1 | Full Conversion | INR | [40 empty] | 6560.95 | 6560.95 | INR Six Thousand Five Hundred & Sixty and Paise Ninety Five Only | 75972 | 85939.53 | 379860 | 1484.3493 | 1160
35 | Supplying, fitting and fixing 18 mm. to 22 mm. thick kota stoneslab in wall, dado in 15 mm thick [avg] cement mortar (1:3) including making suitable arrangement to hold the stone properly by brass / copper hooks including pointing in cement mortar (1:2) (1 cement : 2 marble dust) with admixture of pigments matching the stone shade, including grinding and polishing all complete as per direction of Engineer-in-charge including cost of materials, labour, scaffolding, staging, curing complete. [Using cement slurry for bedding @4.4 kg/Sq.m and for jointing @1.8 kg/Sq.m] 1st Floor | BI01010001010000000000000515BI0100001146 | 1 | Sq. M | 1325.77 |  |  | Excess(+) | 1 | Full Conversion | INR | [40 empty] | 1325.77 | 1325.77 | INR One Thousand Three Hundred & Twenty Five and Paise Seventy Seven Only | 3955 | 4473.9 | 3955 | 1499.711 | 1172
36 | Extra cost of labour for grinding Kota Stone Floor in treads and riser of Steps. | BI01010001010000000000000515BI0100001147 | 12 | Sq. M | 236.42 |  |  | Excess(+) | 1 | Full Conversion | INR | [40 empty] | 2837.04 | 2837.04 | INR Two Thousand Eight Hundred & Thirty Seven and Paise Four Only | 3969 | 4489.73 | 47628 | 267.4383 | 209
37 | Supplying and laying true to line and level vitrified tiles of approved brand (size not less than 600 mm X 600 mm X 10 mm thick) in floor, skirting etc. set in 20 mm sand cement mortar (1:4) and 2 mm thick cement slurry back side of tiles using cement @ 2.91Kg./sqM or using polymerised adhesive (6 mm thick layer applied directly over finished artificial stone floor/Mosaic etc without any backing course) laid after application slurry using 1.75 Kg of cement per sqM below mortar only, joints grouted with admixture of white cement and colouring pigment to ma tch with colour of tiles / epoxy grout materials of approved make as directed and removal of wax coating of top surface of tiles with warm water and polishing the tiles using soft and dry cloth upto mirror finish complete including the cost of materials, labour and all other incidental charges complete tru e to the manufacturer's specification and direction of Engineer-in-Charge. (White cement, synthetic (I) With application slurry @1.75 kg/ Sq.m, 20 mm sand cement mortar (1:4) & 2 mm thick cement slurry at back side of tiles, 0.2 kg/ Sq.m white cement for joint filling with pigment. (B) Light Colour Ground floor | BI01010001010000000000000515BI0100001148 | 30 | Sq. M | 1453.59 |  |  | Excess(+) | 1 | Full Conversion | INR | [40 empty] | 43607.7 | 43607.7 | INR Forty Three Thousand Six Hundred & Seven and Paise Seventy Only | 3983 | 4505.57 | 119490 | 1644.301 | 1285
38 | Supplying and laying true to line and level vitrified tiles of approved brand (size not less than 600 mm X 600 mm X 10 mm thick) in floor, skirting etc. set in 20 mm sand cement mortar (1:4) and 2 mm thick cement slurry back side of tiles using cement @ 2.91Kg./sqM or using polymerised adhesive (6 mm thick layer applied directly over finished artificial stone floor/Mosaic etc without any backing course) laid after application slurry using 1.75 Kg of cement per sqM below mortar only, joints grouted with admixture of white cement and colouring pigment to ma tch with colour of tiles / epoxy grout materials of approved make as directed and removal of wax coating of top surface of tiles with warm water and polishing the tiles using soft and dry cloth upto mirror finish complete including the cost of materials, labour and all other incidental charges complete tru e to the manufacturer's specification and direction of Engineer-in-Charge. (White cement, synthetic (I) With application slurry @1.75 kg/ Sq.m, 20 mm sand cement mortar (1:4) & 2 mm thick cement slurry at back side of tiles, 0.2 kg/ Sq.m white cement for joint filling with pigment. (B) Light Colour 1st Floor | BI01010001010000000000000515BI0100001149 | 30 | Sq. M | 1459.25 |  |  | Excess(+) | 1 | Full Conversion | INR | [40 empty] | 43777.5 | 43777.5 | INR Forty Three Thousand Seven Hundred & Seventy Seven and Paise Fifty Only | 446 | 504.52 | 13380 | 1650.7036 | 1290
39 | Artificial stone in floor, dado, staircase etc with cement concrete (1:2:4) with stone chips, laid in panels as directed with topping made with ordinary or white cement (as necessary) and marble dust in proportion (1:2) including smooth finishing and rounding off corners including raking out joints or roughening of concrete surface and application of cement slurry before flooring works using cement @ 1.75 kg/sq.m all complete including all materials and labour. 3 mm. thick topping (High polishing grinding on this item is not permitted with ordinary cement). Using grey cement (iii) 35 mm. thick Ground floor | BI01010001010000000000000515BI0100001150 | 60 | Sqm | 381.21 |  |  | Excess(+) | 1 | Full Conversion | INR | [40 empty] | 22872.6 | 22872.6 | INR Twenty Two Thousand Eight Hundred & Seventy Two and Paise Sixty Only | 446 | 504.52 | 26760 | 431.2248 | 337
40 | Artificial stone in floor, dado, staircase etc with cement concrete (1:2:4) with stone chips, laid in panels as directed with topping made with ordinary or white cement (as necessary) and marble dust in proportion (1:2) including smooth finishing and rounding off corners including raking out joints or roughening of concrete surface and application of cement slurry before flooring works using cement @ 1.75 kg/sq.m all complete including all materials and labour. 3 mm. thick topping (High polishing grinding on this item is not permitted with ordinary cement). Using grey cement (iii) 35 mm. thick 1st Floor | BI01010001010000000000000515BI0100001151 | 8 | Sqm | 386.94 |  |  | Excess(+) | 1 | Full Conversion | INR | [40 empty] | 3095.52 | 3095.52 | INR Three Thousand &Ninety Five and Paise Fifty Two Only | 446 | 504.52 | 3568 | 437.7065 | 342.06
41 | Supplying, fitting and fixing Black Stone slab used in Kitchen slab, alcove, wardrobe etc. laid and jointed with necessary adhesive Cement mortar (1:2) including grinding or polishing as per direction of Engineer-in -Charge in Ground Floor. | BI01010001010000000000000515BI0100001152 | 8 | Sqm | 727.36 |  |  | Excess(+) | 1 | Full Conversion | INR | [40 empty] | 5818.88 | 5818.88 | INR Five Thousand Eight Hundred & Eighteen and Paise Eighty Eight Only | 2581 | 2919.63 | 20648 | 822.7896 | 643
42 | Supplying, fitting and fixing Black Stone slab used in Kitchen slab, alcove, wardrobe etc. laid and jointed with necessary adhesive Cement mortar (1:2) including grinding or polishing as per direction of Engineer-in -Charge in 1st Floor | BI01010001010000000000000515BI0100001153 | 5 | Sqm | 740.94 |  |  | Excess(+) | 1 | Full Conversion | INR | [40 empty] | 3704.7 | 3704.7 | INR Three Thousand Seven Hundred & Four and Paise Seventy Only | 2595 | 2935.46 | 12975 | 838.1513 | 655
43 | Plaster (to wall, floor, ceiling etc.) with sand and cement mortar including rounding off or chamfering corners as directed and raking out joints including throating, nosing and drip course, scaffolding/staging where necessary (Ground floor).[Excluding cost of chipping over concrete surface] (ii)/c/ With 1:4 cement mortar ,c) 10 mm thick plaster. Ceiling Plaster Ground floor | BI01010001010000000000000515BI0100001154 | 250 | SqM | 150.45 |  |  | Excess(+) | 1 | Full Conversion | INR | [40 empty] | 37612.5 | 37612.5 | INR Thirty Seven Thousand Six Hundred & Twelve and Paise Fifty Only | 2609 | 2951.3 | 652250 | 170.189 | 133
44 | Plaster (to wall, floor, ceiling etc.) with sand and cement mortar including rounding off or chamfering corners as directed and raking out joints including throating, nosing and drip course, scaffolding/staging where necessary (Ground floor).[Excluding cost of chipping over concrete surface] (ii)/c/ With 1:4 cement mortar ,c) 10 mm thick plaster. Ceiling Plaster 1st Floor | BI01010001010000000000000515BI0100001155 | 75 | SqM | 154.97 |  |  | Excess(+) | 1 | Full Conversion | INR | [40 empty] | 11622.75 | 11622.75 | INR Eleven Thousand Six Hundred & Twenty Two and Paise Seventy Five Only | 122 | 138.01 | 9150 | 175.3021 | 137
45 | Plaster (to wall, floor, ceiling etc.) with sand and cement mortar including rounding off or chamfering corners as directed and raking out joints including throating, nosing and drip course, scaffolding/staging where necessary (Ground floor).[Excluding cost of chipping over concrete surface] (ii)/c/ With 1:4 cement mortar ,c) 10 mm thick plaster. Ceiling Plaster 2nd Floor | BI01010001010000000000000515BI0100001156 | 10 | SqM | 159.5 |  |  | Excess(+) | 1 | Full Conversion | INR | [40 empty] | 1595 | 1595 | INR One Thousand Five Hundred & Ninety Five Only | 126 | 142.53 | 1260 | 180.4264 | 141
46 | Plaster (to wall, floor, ceiling etc.) with sand and cement mortar including rounding off or chamfering corners as directed and raking out joints including throating, nosing and drip course, scaffolding/staging where necessary (Ground floor).[Excluding cost of chipping over concrete surface] i)With 6:1 cement mortar b) 20mm thick plaster OUTSIDE Ground floor | BI01010001010000000000000515BI0100001157 | 240 | SqM | 197.96 |  |  | Excess(+) | 1 | Full Conversion | INR | [40 empty] | 47510.4 | 47510.4 | INR Forty Seven Thousand Five Hundred & Ten and Paise Forty Only | 130 | 147.06 | 31200 | 223.9324 | 175
47 | Plaster (to wall, floor, ceiling etc.) with sand and cement mortar including rounding off or chamfering corners as directed and raking out joints including throating, nosing and drip course, scaffolding/staging where necessary (Ground floor).[Excluding cost of chipping over concrete surface] i)With 6:1 cement mortar b) 20mm thick plaster OUTSIDE 1st Floor | BI01010001010000000000000515BI0100001158 | 50 | SqM | 202.48 |  |  | Excess(+) | 1 | Full Conversion | INR | [40 empty] | 10124 | 10124 | INR Ten Thousand One Hundred & Twenty Four Only | 153 | 173.07 | 7650 | 229.0454 | 179
48 | Plaster (to wall, floor, ceiling etc.) with sand and cement mortar including rounding off or chamfering corners as directed and raking out joints including throating, nosing and drip course, scaffolding/staging where necessary (Ground floor).[Excluding cost of chipping over concrete surface] i)With 6:1 cement mortar b) 20mm thick plaster OUTSIDE 2nd Floor | BI01010001010000000000000515BI0100001159 | 15 | SqM | 207.01 |  |  | Excess(+) | 1 | Full Conversion | INR | [40 empty] | 3105.15 | 3105.15 | INR Three Thousand One Hundred & Five and Paise Fifteen Only | 157 | 177.6 | 2355 | 234.1697 | 183
49 | Plaster (to wall, floor, ceiling etc.) with sand and cement mortar including rounding off or chamfering corners as directed and raking out joints including throating, nosing and drip course, scaffolding/staging where necessary (Ground floor).[Excluding cost of chipping over concrete surface] i)With 6:1 cement mortar c) 15mm thick plaster INSIDE Ground floor | BI01010001010000000000000515BI0100001160 | 400 | SqM | 170.81 |  |  | Excess(+) | 1 | Full Conversion | INR | [40 empty] | 68324 | 68324 | INR Sixty Eight Thousand Three Hundred & Twenty Four Only | 161 | 182.12 | 64400 | 193.2203 | 151
50 | Plaster (to wall, floor, ceiling etc.) with sand and cement mortar including rounding off or chamfering corners as directed and raking out joints including throating, nosing and drip course, scaffolding/staging where necessary (Ground floor).[Excluding cost of chipping over concrete surface] i)With 6:1 cement mortar c) 15mm thick plaster INSIDE 1st Floor | BI01010001010000000000000515BI0100001161 | 65 | SqM | 175.34 |  |  | Excess(+) | 1 | Full Conversion | INR | [40 empty] | 11397.1 | 11397.1 | INR Eleven Thousand Three Hundred & Ninety Seven and Paise Ten Only | 135 | 152.71 | 8775 | 198.3446 | 155
51 | Plaster (to wall, floor, ceiling etc.) with sand and cement mortar including rounding off or chamfering corners as directed and raking out joints including throating, nosing and drip course, scaffolding/staging where necessary (Ground floor).[Excluding cost of chipping over concrete surface] i)With 6:1 cement mortar c) 15mm thick plaster INSIDE 2nd Floor | BI01010001010000000000000515BI0100001162 | 15 | SqM | 179.86 |  |  | Excess(+) | 1 | Full Conversion | INR | [40 empty] | 2697.9 | 2697.9 | INR Two Thousand Six Hundred & Ninety Seven and Paise Ninety Only | 139 | 157.24 | 2085 | 203.4576 | 159
52 | Net Cement Punning above 1.5mm thick in Wall dado,Window Sill Floor and Drain etc Note Cement 0.152 cum 100 Sqmts Ground floor | BI01010001010000000000000515BI0100001163 | 22 | SqM | 38.46 |  |  | Excess(+) | 1 | Full Conversion | INR | [40 empty] | 846.12 | 846.12 | INR Eight Hundred & Forty Six and Paise Twelve Only | 143 | 161.76 | 3146 | 43.506 | 34
53 | Removing old paint from blistered painted surface of steel or other metal by chipping including scraping and cleaning and exposing the original surface | BI01010001010000000000000515BI0100001164 | 40 | Sqm. | 53.17 |  |  | Excess(+) | 1 | Full Conversion | INR | [40 empty] | 2126.8 | 2126.8 | INR Two Thousand One Hundred & Twenty Six and Paise Eighty Only | 34 | 38.46 | 1360 | 60.1459 | 47
54 | Priming one coat on steel or other metal surface with synthetic oil bound primer of approved quality including smoothening surfaces by sand papering etc | BI01010001010000000000000515BI0100001165 | 40 | Sqm. | 32.8 |  |  | Excess(+) | 1 | Full Conversion | INR | [40 empty] | 1312 | 1312 | INR One Thousand Three Hundred & Twelve Only | 122 | 138.01 | 4880 | 37.1034 | 29
55 | Priming one coat on timber or plastered surface with synthetic oil bound primer of approved quality including smoothening surfaces by sand papering etc. | BI01010001010000000000000515BI0100001166 | 120 | Sqm. | 42.99 |  |  | Excess(+) | 1 | Full Conversion | INR | [40 empty] | 5158.8 | 5158.8 | INR Five Thousand One Hundred & Fifty Eight and Paise Eighty Only | 122.72 | 138.82 | 14726.4 | 48.6303 | 38
56 | Painting with best quality synthetic enamel paint of approved make and brand including smoothening surface by sand papering etc. including using of approved putty etc. on the surface, if necessary :On timber or plastered surface. With super gloss (hi-gloss) - Two coats (with any shade except white) | BI01010001010000000000000515BI0100001167 | 40 | Sqm. | 91.63 |  |  | Excess(+) | 1 | Full Conversion | INR | [40 empty] | 3665.2 | 3665.2 | INR Three Thousand Six Hundred & Sixty Five and Paise Twenty Only | 123.44 | 139.64 | 4937.6 | 103.6519 | 81
57 | Painting with best quality synthetic enamel paint of approved make and brand including smoothening surface by sand papering etc. including using of approved putty etc. on the surface, if necessary : On steel or other metal surface. With super gloss (hi-gloss) - Two coats (with any shade except white) | BI01010001010000000000000515BI0100001168 | 120 | Sqm. | 89.36 |  |  | Excess(+) | 1 | Full Conversion | INR | [40 empty] | 10723.2 | 10723.2 | INR Ten Thousand Seven Hundred & Twenty Three and Paise Twenty Only | 48.5 | 54.86 | 5820 | 101.084 | 79
58 | Applying Interior grade Acrylic Primer of approved quality and brand on plastered or cencrete surface old or new surface to receive Distemper/ Acrylic emulsion paint including scraping and preparing the surface throughly, complete as per manufacturer's specification and as per direction of the EIC. (In Ground Floor)i) Water based interior grade Acrylic Primer(a) One Coat All floor | BI01010001010000000000000515BI0100001169 | 1200 | Sq.M | 34.84 |  |  | Excess(+) | 1 | Full Conversion | INR | [40 empty] | 41808 | 41808 | INR Forty One Thousand Eight Hundred & Eight Only | 48.5 | 54.86 | 58200 | 39.411 | 30.8
59 | Applying Exterior grade Acrylic primer of approved quality and brand on plastered or cencrete surface old or new surface to receive decorative textured (matt finish) or smooth finish acrylic exterior emulsion paint including scraping and preparing the surface throughly, complete as per manufacturer's specification and as per direction of the EIC. (a) One Coat Ground floor | BI01010001010000000000000515BI0100001170 | 600 | Sq.M | 35.52 |  |  | Excess(+) | 1 | Full Conversion | INR | [40 empty] | 21312 | 21312 | INR Twenty One Thousand Three Hundred & Twelve Only | 48.5 | 54.86 | 29100 | 40.1802 | 31.4
60 | Applying Exterior grade Acrylic primer of approved quality and brand on plastered or cencrete surface old or new surface to receive decorative textured (matt finish) or smooth finish acrylic exterior emulsion paint including scraping and preparing the surface throughly, complete as per manufacturer's specification and as per direction of the EIC. (a) One Coat 1st Floor | BI01010001010000000000000515BI0100001171 | 300 | Sq.M | 36.32 |  |  | Excess(+) | 1 | Full Conversion | INR | [40 empty] | 10896 | 10896 | INR Ten Thousand Eight Hundred & Ninety Six Only | 70 | 79.18 | 21000 | 41.0852 | 32.11
61 | Applying Exterior grade Acrylic primer of approved quality and brand on plastered or cencrete surface old or new surface to receive decorative textured (matt finish) or smooth finish acrylic exterior emulsion paint including scraping and preparing the surface throughly, complete as per manufacturer's specification and as per direction of the EIC. (a) One Coat 2nd Floor | BI01010001010000000000000515BI0100001172 | 60 | Sq.M | 37.13 |  |  | Excess(+) | 1 | Full Conversion | INR | [40 empty] | 2227.8 | 2227.8 | INR Two Thousand Two Hundred & Twenty Seven and Paise Eighty Only | 70 | 79.18 | 4200 | 42.0015 | 32.82
62 | Acrylic Distemper to interior wall, ceiling with a coat of solvent based interior grade acrylic primer (as per manufacturer's specification) including cleaning and smoothning of surface. Two Coats All floor | BI01010001010000000000000515BI0100001173 | 1200 | Sq.M | 79.18 |  |  | Excess(+) | 1 | Full Conversion | INR | [40 empty] | 95016 | 95016 | INR Ninety Five Thousand &Sixteen Only | 70 | 79.18 | 84000 | 89.5684 | 70
63 | Protective and Decorative Acrylic exterior emulsion paint of approved quality, as per manufacturer's specification and as per direction of Engineer-in-Charge to be applied over acrylic primer as required. The rate includes cost of material, labour, scaffolding and all incidental charges but excluding the cost of primer. In Ground floor (Two Coat) a) Normal Acrylic Emulsion Ground floor | BI01010001010000000000000515BI0100001174 | 600 | Sq.M | 75.79 |  |  | Excess(+) | 1 | Full Conversion | INR | [40 empty] | 45474 | 45474 | INR Forty Five Thousand Four Hundred & Seventy Four Only | 45.1 | 51.02 | 27060 | 85.7336 | 67
64 | Protective and Decorative Acrylic exterior emulsion paint of approved quality, as per manufacturer's specification and as per direction of Engineer-in-Charge to be applied over acrylic primer as required. The rate includes cost of material, labour, scaffolding and all incidental charges but excluding the cost of primer. In Ground floor (Two Coat) a) Normal Acrylic Emulsion 1st Floor | BI01010001010000000000000515BI0100001175 | 300 | Sq.M | 76.59 |  |  | Excess(+) | 1 | Full Conversion | INR | [40 empty] | 22977 | 22977 | INR Twenty Two Thousand Nine Hundred & Seventy Seven Only | 45.81 | 51.82 | 13743 | 86.6386 | 67.71
65 | Protective and Decorative Acrylic exterior emulsion paint of approved quality, as per manufacturer's specification and as per direction of Engineer-in-Charge to be applied over acrylic primer as required. The rate includes cost of material, labour, scaffolding and all incidental charges but excluding the cost of primer. In Ground floor (Two Coat) a) Normal Acrylic Emulsion 2nd Floor | BI01010001010000000000000515BI0100001176 | 60 | Sq.M | 77.4 |  |  | Excess(+) | 1 | Full Conversion | INR | [40 empty] | 4644 | 4644 | INR Four Thousand Six Hundred & Forty Four Only | 46.52 | 52.62 | 2791.2 | 87.5549 | 68.42
66 | Scraping of moss, blisters etc.thoroughly from exterior surface of walls necessitating the use of scraper, wire brush etc.(Payment against thisitem will be made only when this has been done on the specific direction of the Engineer-in-charge) All floor | BI01010001010000000000000515BI0100001177 | 961.7 | Sq.M | 7.92 |  |  | Excess(+) | 1 | Full Conversion | INR | [40 empty] | 7616.66 | 7616.66 | INR Seven Thousand Six Hundred & Sixteen and Paise Sixty Six Only | 97 | 109.73 | 93284.9 | 8.9591 | 7
67 | Scraping and removing greasy soot from walls or ceiling of kitchen or similar smoke affected rooms and preparing the surface. All floor | BI01010001010000000000000515BI0100001178 | 120 | Sq.M | 12.44 |  |  | Excess(+) | 1 | Full Conversion | INR | [40 empty] | 1492.8 | 1492.8 | INR One Thousand Four Hundred & Ninety Two and Paise Eighty Only | 97.71 | 110.53 | 11725.2 | 14.0721 | 11
68 | Labour for taking out door and window frame including shutter for repair or replacement of different parts of the frame & refixing the same including mending good all damages complete. (Concrete and brick work for mending damage will be paid separately) upto 2.5 sqm. | BI01010001010000000000000515BI0100001179 | 8 | SqM | 134.61 |  |  | Excess(+) | 1 | Full Conversion | INR | [40 empty] | 1076.88 | 1076.88 | INR One Thousand &Seventy Six and Paise Eighty Eight Only | 98.42 | 111.33 | 787.36 | 152.2708 | 119
69 | a) M.S.or W.I. Ornamental grill of approved design joints continuously welded with M.S,W.I. Flats and bars of windows, railing etc. fitted and fixed with necessary screws and lugs in ground floor.(i) Grill weighing above 10 Kg./sq. Mtr upto 16kg/sq.mtr. GROUND FLOOR | BI01010001010000000000000515BI0100001180 | 0.6 | Qntl | 11185.31 |  |  | Excess(+) | 1 | Full Conversion | INR | [40 empty] | 6711.19 | 6711.19 | INR Six Thousand Seven Hundred & Eleven and Paise Nineteen Only | 29 | 32.8 | 17.4 | 12652.8227 | 9888
70 | a) M.S.or W.I. Ornamental grill of approved design joints continuously welded with M.S,W.I. Flats and bars of windows, railing etc. fitted and fixed with necessary screws and lugs in ground floor.(i) Grill weighing above 10 Kg./sq. Mtr upto 16kg/sq.mtr. 1st Floor | BI01010001010000000000000515BI0100001181 | 0.4 | Qntl | 11297.16 |  |  | Excess(+) | 1 | Full Conversion | INR | [40 empty] | 4518.86 | 4518.86 | INR Four Thousand Five Hundred & Eighteen and Paise Eighty Six Only | 29 | 32.8 | 11.6 | 12779.3474 | 9986.88
71 | Supplying best Indian sheet glass panes set in putty and fitted and fixed with nails and putty complete. (In all floors for internal wall & upto 6 m height for external wall) (ii) 4 mm thick | BI01010001010000000000000515BI0100001182 | 15 | SqM | 606.32 |  |  | Excess(+) | 1 | Full Conversion | INR | [40 empty] | 9094.8 | 9094.8 | INR Nine Thousand &Ninety Four and Paise Eighty Only | 29 | 32.8 | 435 | 685.8692 | 536
72 | Wood work in door and window frame fitted and fixed in position complete including a protective coat of painting at the contact surface of the frame exluding cost of concrete, Iron Butt Hinges and M.S clamps. (The quantum should be correted upto three decimals). (e) Sal : Malayasian | BI01010001010000000000000515BI0100001183 | 0.15 | Cum. | 94136.2 |  |  | Excess(+) | 1 | Full Conversion | INR | [40 empty] | 14120.43 | 14120.43 | INR Fourteen Thousand One Hundred & Twenty and Paise Forty Three Only | 38 | 42.99 | 5.7 | 106486.8694 | 83218
73 | Supplying solid flush type doors of commercial quality, the timber frame consisting of top and bottom rails and side styles of well seasoned timber 65mm wide each and the entire frame fitted with 37.5mm wide battens places both ways in order to make the door of solid core and internal lipping with Garjan or similar wood veneers using phenol formaldehyde as glue etc. complete, including fitting, fixing shutters in position but excluding the cost of hinges and other fittings in ground floor. (a) 32 mm thick shutters (single leaf) | BI01010001010000000000000515BI0100001184 | 3.8 | SqM | 2668.5 |  |  | Excess(+) | 1 | Full Conversion | INR | [40 empty] | 10140.3 | 10140.3 | INR Ten Thousand One Hundred & Forty and Paise Thirty Only | 38 | 42.99 | 144.4 | 3018.6072 | 2359
74 | Panel shutters of door and window, as per design (each panel consisting of single plank without joint), including fitting and fixing the same in position but excluding the cost of hinge and other fittings.In ground floor.(In case of non-supply of single plank, penal rate of reduction of 20% will bemade)(iii) 35mm thick shutters with 19mm thick panel of size 30 to 45 cm.(a) Ordinary Teak Wood. Ground Floor | BI01010001010000000000000515BI0100001185 | 6.1 | SqM | 4773.66 |  |  | Excess(+) | 1 | Full Conversion | INR | [40 empty] | 29119.33 | 29119.33 | INR Twenty Nine Thousand One Hundred & Nineteen and Paise Thirty Three Only | 38 | 42.99 | 231.8 | 5399.9642 | 4220
75 | Supplying fitting and fixing fibre reinforced polymer (FRP) Composite door frame as per approved section with glass fibre reinforced plastic moulded skins and a special sandwich core so as to import monolitaheic composite structure as per approved technology of Departmant of Science (DST) to satisfy IS : 4020 door testing performance . (ii) 66mm x 70mm | BI01010001010000000000000515BI0100001186 | 24.8 | Rm | 504.52 |  |  | Excess(+) | 1 | Full Conversion | INR | [40 empty] | 12512.1 | 12512.1 | INR Twelve Thousand Five Hundred & Twelve and Paise Ten Only | 81 | 91.63 | 2008.8 | 570.713 | 446
76 | Supplying, fitting & fixing fibre reinforced polymer (FRP) Composite door shutters as per approved design with glass fibre reinforced plastic moulded skins and a special sandwich core, so as to impart monolitaheic composite structure as per approved technology of Department of Science and Technology (DST) to satisfy IS:4020 door testing performance criteria.(ii) 25 mm thick | BI01010001010000000000000515BI0100001187 | 7.9 | SqM | 2919.63 |  |  | Excess(+) | 1 | Full Conversion | INR | [40 empty] | 23065.08 | 23065.08 | INR Twenty Three Thousand &Sixty Five and Paise Eight Only | 81 | 91.63 | 639.9 | 3302.6855 | 2581
77 | Anodised aliminium D-type handle of approved quality manufactured from extruded section conforming to I.S. specification (I.S. 230/72) fitted and fixed complete:(a) With continuous plate base (Hexagonal / Round rod) (v) 125 mm grip x 12 mm dia rod. | BI01010001010000000000000515BI0100001188 | 10 | Each | 116.51 |  |  | Excess(+) | 1 | Full Conversion | INR | [40 empty] | 1165.1 | 1165.1 | INR One Thousand One Hundred & Sixty Five and Paise Ten Only | 81 | 91.63 | 810 | 131.7961 | 103
78 | (v) Two point nose aluminium handle including fitting and fixing. | BI01010001010000000000000515BI0100001189 | 30 | Each | 66.74 |  |  | Excess(+) | 1 | Full Conversion | INR | [40 empty] | 2002.2 | 2002.2 | INR Two Thousand &Two and Paise Twenty Only | 79 | 89.36 | 2370 | 75.4963 | 59
79 | Supplying, fitting and fixing M.S. clamps for door and window frame made of flat bent bar, end bifurcated with necessary screws etc. by cement concrete(1:2:4) as per direction. (Cost of concrete will be paid separately). (a) 40mm X 6mm, 250mm Length | BI01010001010000000000000515BI0100001190 | 80 | Each | 32.8 |  |  | Excess(+) | 1 | Full Conversion | INR | [40 empty] | 2624 | 2624 | INR Two Thousand Six Hundred & Twenty Four Only | 79 | 89.36 | 6320 | 37.1034 | 29
80 | Iron butt hinges of approved quality fitted and fixed with steel screws, with ISI mark 100mm X 50mm X 1.25mm | BI01010001010000000000000515BI0100001191 | 90 | Each | 48.64 |  |  | Excess(+) | 1 | Full Conversion | INR | [40 empty] | 4377.6 | 4377.6 | INR Four Thousand Three Hundred & Seventy Seven and Paise Sixty Only | 79 | 89.36 | 7110 | 55.0216 | 43
81 | i) Iron hasp bolt of approved quality fitted and fixed complete (oxidised) with 16mm dia rod with centre bolt and round fitting.250mm long | BI01010001010000000000000515BI0100001192 | 10 | Each | 179.86 |  |  | Excess(+) | 1 | Full Conversion | INR | [40 empty] | 1798.6 | 1798.6 | INR One Thousand Seven Hundred & Ninety Eight and Paise Sixty Only | 894 | 1011.29 | 8940 | 203.4576 | 159
82 | (ii) Anodised aluminium floor door stopper | BI01010001010000000000000515BI0100001193 | 10 | Each | 79.18 |  |  | Excess(+) | 1 | Full Conversion | INR | [40 empty] | 791.8 | 791.8 | INR Seven Hundred & Ninety One and Paise Eighty Only | 899 | 1016.95 | 8990 | 89.5684 | 70
83 | Anodised aluminium barrel / tower /socket bolt (full covered) of approved manufractured from extructed section conforming to I.S. 204/74 fitted with cadmium plated screws. (iii) 100mm long x 10mm dia. bolt. | BI01010001010000000000000515BI0100001194 | 40 | Each | 59.95 |  |  | Excess(+) | 1 | Full Conversion | INR | [40 empty] | 2398 | 2398 | INR Two Thousand Three Hundred & Ninety Eight Only | 904 | 1022.6 | 36160 | 67.8154 | 53
84 | Anodised aluminium barrel / tower /socket bolt (full covered) of approved manufractured from extructed section conforming to I.S. 204/74 fitted with cadmium plated screws. (vi) 200mm long x 10mm dia. bolt. | BI01010001010000000000000515BI0100001195 | 30 | Each | 88.23 |  |  | Excess(+) | 1 | Full Conversion | INR | [40 empty] | 2646.9 | 2646.9 | INR Two Thousand Six Hundred & Forty Six and Paise Ninety Only | 1091 | 1234.14 | 32730 | 99.8058 | 78
85 | White washing including cleaning and smoothening surface thoroughly.(b) Two coats (to be done on specific instruction). | BI01010001010000000000000515BI0100001196 | 1100 | Sq.M | 20.52 |  |  | Excess(+) | 1 | Full Conversion | INR | [40 empty] | 22572 | 22572 | INR Twenty Two Thousand Five Hundred & Seventy Two Only | 1096 | 1239.8 | 1205600 | 23.2122 | 18.14
86 | Taking out old damaged tarfelt from the roof, parapet etc. preparing the roof surfaces by removing all spoils, blisters, moss etc. from the working site and disposal of the same beyond the compound and cleaning the site in all respect as per direction of Engineer-in-Charge. All Floors | BI01010001010000000000000515BI0100001197 | 400 | sq.m. | 13.57 |  |  | Excess(+) | 1 | Full Conversion | INR | [40 empty] | 5428 | 5428 | INR Five Thousand Four Hundred & Twenty Eight Only | 1101 | 1245.45 | 440400 | 15.3504 | 12
87 | (b) Applying 2 coats of Non-Toxic Acrylic Polymer modified Paint having adhesive & waterproofing properties by mixing in proportion (1 liquid: 4 cementitious material) or as per manufacturer's specification for water proofing layer in water tank etc. (No Departmental Cement is required) | BI01010001010000000000000515BI0100001198 | 400 | sq.m. | 291.85 |  |  | Excess(+) | 1 | Full Conversion | INR | [40 empty] | 116740 | 116740 | INR One Lakh Sixteen Thousand Seven Hundred & Forty Only | 1679 | 1899.28 | 671600 | 330.1407 | 258
88 | Cement concrete (1:1.5:3) with graded stone chips 5.6 mm size with hexagonal square mesh wire netting, I.R.C. fabric mesh or X.P. M. fitted and fixed after tying the existing reinforcement on concrete without distributing the same and with proper scarping and cleaning the reinforcement and disturbed concrete with wire brush etc. after applying a coat of cement including the cost of wire netting I.R.C or X. P. M. & cost of all handling and scaffolding complete as per direction of Engineer-in -charge.b) 25 mm thick | BI01010001010000000000000515BI0100001199 | 60 | sq.m. | 590.49 |  |  | Excess(+) | 1 | Full Conversion | INR | [40 empty] | 35429.4 | 35429.4 | INR Thirty Five Thousand Four Hundred & Twenty Nine and Paise Forty Only | 1684 | 1904.94 | 101040 | 667.9623 | 522
89 | Cleaning the exposed reinforcement preferably upto full diameter by wire brush, applying two coats of polymer based rust removing compound left for 24 hours, removing the coating and then applying two (2) coats of polymer modified anti corrosive protective coating formulated to inhibit the corrosion of reinforcement as per manufacturer's specification] [Mode of measurement:The affected surface area of reinforcement shall be considered for payment] | BI01010001010000000000000515BI0100001200 | 60 | sq.m. | 884.6 |  |  | Excess(+) | 1 | Full Conversion | INR | [40 empty] | 53076 | 53076 | INR Fifty Three Thousand &Seventy Six Only | 1003 | 1134.59 | 60180 | 1000.6595 | 782
90 | Applying epoxy based reactive joining agent for joining the old concrete with fresh concrete to be applied within manufacturer's specified time as per manufacturers specification. (0.4 Kg / m² of concrete surface). | BI01010001010000000000000515BI0100001201 | 60 | sq.m. | 349.54 |  |  | Excess(+) | 1 | Full Conversion | INR | [40 empty] | 20972.4 | 20972.4 | INR Twenty Thousand Nine Hundred & Seventy Two and Paise Forty Only | 1015 | 1148.17 | 60900 | 395.3996 | 309
91 | SANITARY & PLUMBING WORKS Supply of UPVC pipes (B Type) and fittings conforming to IS-13592-1992 (A) (i) Single Socketed 3 Mtr. Length (a) 75 mm | BI01010001010000000000000515BI0100001202 | 10 | Mtr. | 221.72 |  |  | Excess(+) | 1 | Full Conversion | INR | [40 empty] | 2217.2 | 2217.2 | INR Two Thousand Two Hundred & Seventeen and Paise Twenty Only | 1027 | 1161.74 | 10270 | 250.8097 | 196
92 | Supply of UPVC pipes (B Type) and fittings conforming to IS-13592-1992 (A) (i) Single Socketed 3 Mtr. Length b) 110 mm | BI01010001010000000000000515BI0100001203 | 70 | Mtr. | 330.31 |  |  | Excess(+) | 1 | Full Conversion | INR | [40 empty] | 23121.7 | 23121.7 | INR Twenty Three Thousand One Hundred & Twenty One and Paise Seventy Only | 1142 | 1291.83 | 79940 | 373.6467 | 292
93 | Supply of UPVC pipes (B Type) and fittings conforming to IS-13592-1992 (A) (i) Single Socketed 3 Mtr. Length c) 160 mm | BI01010001010000000000000515BI0100001204 | 15 | Mtr. | 617.64 |  |  | Excess(+) | 1 | Full Conversion | INR | [40 empty] | 9264.6 | 9264.6 | INR Nine Thousand Two Hundred & Sixty Four and Paise Sixty Only | 1154 | 1305.4 | 17310 | 698.6744 | 546
94 | Supply of UPVC pipes (B Type) and fittings conforming to IS-13592-1992 (B) Fittings (i) Coupler (a) 75 mm | BI01010001010000000000000515BI0100001205 | 4 | Each | 52.04 |  |  | Excess(+) | 1 | Full Conversion | INR | [40 empty] | 208.16 | 208.16 | INR Two Hundred & Eight and Paise Sixteen Only | 1166 | 1318.98 | 4664 | 58.8676 | 46
95 | Supply of UPVC pipes (B Type) and fittings conforming to IS-13592-1992 (B) Fittings (i) Coupler b) 110 mm | BI01010001010000000000000515BI0100001206 | 4 | Each | 96.15 | 53536 |  | Excess(+) | 1 | Full Conversion | INR | [40 empty] | 384.6 | 384.6 | INR Three Hundred & Eighty Four and Paise Sixty Only | 224 | 253.39 | 896 | 108.7649 | 85
96 | Supply of UPVC pipes (B Type) and fittings conforming to IS-13592-1992 (B) Fittings (i) Coupler c) 160 mm | BI01010001010000000000000515BI0100001207 | 4 | Each | 295.24 | 48070 |  | Excess(+) | 1 | Full Conversion | INR | [40 empty] | 1180.96 | 1180.96 | INR One Thousand One Hundred & Eighty and Paise Ninety Six Only | 209 | 236.42 | 836 | 333.9755 | 261
97 | Supply of UPVC pipes (B Type) and fittings conforming to IS-13592-1992 (B) Fittings (ii) Plain Tee (a) 75 mm | BI01010001010000000000000515BI0100001208 | 4 | Each | 52.04 | 10288 |  | Excess(+) | 1 | Full Conversion | INR | [40 empty] | 208.16 | 208.16 | INR Two Hundred & Eight and Paise Sixteen Only | 643 | 727.36 | 2572 | 58.8676 | 46
98 | Supply of UPVC pipes (B Type) and fittings conforming to IS-13592-1992 (B) Fittings (ii) Plain Tee b) 110 mm | BI01010001010000000000000515BI0100001209 | 4 | Each | 96.15 |  |  | Excess(+) | 1 | Full Conversion | INR | [40 empty] | 384.6 | 384.6 | INR Three Hundred & Eighty Four and Paise Sixty Only | 3321 | 3756.72 | 13284 | 108.7649 | 85
99 | Supply of UPVC pipes (B Type) and fittings conforming to IS-13592-1992 (B) Fittings (ii) Plain Tee c) 160 mm | BI01010001010000000000000515BI0100001210 | 4 | Each | 296.37 |  |  | Excess(+) | 1 | Full Conversion | INR | [40 empty] | 1185.48 | 1185.48 | INR One Thousand One Hundred & Eighty Five and Paise Forty Eight Only | 536 | 606.32 | 2144 | 335.2537 | 262
100 | Supply of UPVC pipes (B Type) and fittings conforming to IS-13592-1992 (B) Fittings (iii) Door Tee (a) 75 mm | BI01010001010000000000000515BI0100001211 | 4 | Each | 114.25 |  |  | Excess(+) | 1 | Full Conversion | INR | [40 empty] | 457 | 457 | INR Four Hundred & Fifty Seven Only | 536 | 606.32 | 2144 | 129.2396 | 101
101 | Supply of UPVC pipes (B Type) and fittings conforming to IS-13592-1992 (B) Fittings (iii) Door Tee b) 110 mm | BI01010001010000000000000515BI0100001212 | 4 | Each | 220.58 |  |  | Excess(+) | 1 | Full Conversion | INR | [40 empty] | 882.32 | 882.32 | INR Eight Hundred & Eighty Two and Paise Thirty Two Only | 536 | 606.32 | 2144 | 249.5201 | 195
102 | Supply of UPVC pipes (B Type) and fittings conforming to IS-13592-1992 (B) Fittings (iii) Door Tee c) 160 mm | BI01010001010000000000000515BI0100001213 | 4 | Each | 581.44 |  |  | Excess(+) | 1 | Full Conversion | INR | [40 empty] | 2325.76 | 2325.76 | INR Two Thousand Three Hundred & Twenty Five and Paise Seventy Six Only | 67 | 75.79 | 268 | 657.7249 | 514
103 | Supply of UPVC pipes (B Type) and fittings conforming to IS-13592-1992 (B) Fittings iv) Door Tee(LH) & (RH) (a) 75 mm | BI01010001010000000000000515BI0100001214 | 4 | Each | 201.35 |  |  | Excess(+) | 1 | Full Conversion | INR | [40 empty] | 805.4 | 805.4 | INR Eight Hundred & Five and Paise Forty Only | 218 | 246.6 | 872 | 227.7671 | 178
104 | Supply of UPVC pipes (B Type) and fittings conforming to IS-13592-1992 (B) Fittings iv) Door Tee(LH) & (RH) b) 110 mm | BI01010001010000000000000515BI0100001215 | 4 | Each | 352.93 |  |  | Excess(+) | 1 | Full Conversion | INR | [40 empty] | 1411.72 | 1411.72 | INR One Thousand Four Hundred & Eleven and Paise Seventy Two Only | 195 | 220.58 | 780 | 399.2344 | 312
105 | Supply of UPVC pipes (B Type) and fittings conforming to IS-13592-1992 (B) Fittings v) Plain Y (a) 75 mm | BI01010001010000000000000515BI0100001216 | 4 | Each | 115.38 |  |  | Excess(+) | 1 | Full Conversion | INR | [40 empty] | 461.52 | 461.52 | INR Four Hundred & Sixty One and Paise Fifty Two Only | 311 | 351.8 | 1244 | 130.5179 | 102
106 | Supply of UPVC pipes (B Type) and fittings conforming to IS-13592-1992 (B) Fittings v) Plain Y b) 110 mm | BI01010001010000000000000515BI0100001217 | 4 | Each | 233.03 |  |  | Excess(+) | 1 | Full Conversion | INR | [40 empty] | 932.12 | 932.12 | INR Nine Hundred & Thirty Two and Paise Twelve Only | 270 | 305.42 | 1080 | 263.6035 | 206
107 | Supply of UPVC pipes (B Type) and fittings conforming to IS-13592-1992 (B) Fittings v) Plain Y c) 160 mm | BI01010001010000000000000515BI0100001218 | 4 | Each | 659.49 |  |  | Excess(+) | 1 | Full Conversion | INR | [40 empty] | 2637.96 | 2637.96 | INR Two Thousand Six Hundred & Thirty Seven and Paise Ninety Six Only | 117 | 132.35 | 468 | 746.0151 | 583
108 | Supply of UPVC pipes (B Type) and fittings conforming to IS-13592-1992 (B) Fittings x) Bend 87.5º (a) 75 mm | BI01010001010000000000000515BI0100001219 | 6 | Each | 69 |  |  | Excess(+) | 1 | Full Conversion | INR | [40 empty] | 414 | 414 | INR Four Hundred & Fourteen Only | 119 | 134.61 | 714 | 78.0528 | 61
109 | Supply of UPVC pipes (B Type) and fittings conforming to IS-13592-1992 (B) Fittings x) Bend 87.5º b) 110 mm | BI01010001010000000000000515BI0100001220 | 6 | Each | 135.74 |  |  | Excess(+) | 1 | Full Conversion | INR | [40 empty] | 814.44 | 814.44 | INR Eight Hundred & Fourteen and Paise Forty Four Only | 148 | 167.42 | 888 | 153.5491 | 120
110 | Supply of UPVC pipes (B Type) and fittings conforming to IS-13592-1992 (B) Fittings x) Bend 87.5º c) 160 mm | BI01010001010000000000000515BI0100001221 | 6 | Each | 382.35 |  |  | Excess(+) | 1 | Full Conversion | INR | [40 empty] | 2294.1 | 2294.1 | INR Two Thousand Two Hundred & Ninety Four and Paise Ten Only | 810 | 916.27 | 4860 | 432.5143 | 338
111 | Supply of UPVC pipes (B Type) and fittings conforming to IS-13592-1992 (B) Fittings xi) Door Bend (T.S.) (a) 75 mm | BI01010001010000000000000515BI0100001222 | 4 | Each | 93.89 |  |  | Excess(+) | 1 | Full Conversion | INR | [40 empty] | 375.56 | 375.56 | INR Three Hundred & Seventy Five and Paise Fifty Six Only | 696 | 787.32 | 2784 | 106.2084 | 83
112 | Supply of UPVC pipes (B Type) and fittings conforming to IS-13592-1992 (B) Fittings xi) Door Bend (T.S.) b) 110 mm | BI01010001010000000000000515BI0100001223 | 4 | Each | 166.29 |  |  | Excess(+) | 1 | Full Conversion | INR | [40 empty] | 665.16 | 665.16 | INR Six Hundred & Sixty Five and Paise Sixteen Only | 941 | 1064.46 | 3764 | 188.1072 | 147
113 | Supply of UPVC pipes (B Type) and fittings conforming to IS-13592-1992 (B) Fittings xi) Door Bend (T.S.) c) 160 mm | BI01010001010000000000000515BI0100001224 | 4 | Each | 417.41 |  |  | Excess(+) | 1 | Full Conversion | INR | [40 empty] | 1669.64 | 1669.64 | INR One Thousand Six Hundred & Sixty Nine and Paise Sixty Four Only | 1501 | 1697.93 | 6004 | 472.1742 | 369
114 | Supply of UPVC pipes (B Type) and fittings conforming to IS-13592-1992 (B) Fittings xiv) Cross Tee with Door (a) 75 mm | BI01010001010000000000000515BI0100001225 | 3 | Each | 244.34 |  |  | Excess(+) | 1 | Full Conversion | INR | [40 empty] | 733.02 | 733.02 | INR Seven Hundred & Thirty Three and Paise Two Only | 14 | 15.84 | 42 | 276.3974 | 216
115 | Supply of UPVC pipes (B Type) and fittings conforming to IS-13592-1992 (B) Fittings xiv) Cross Tee with Door b) 110 mm | BI01010001010000000000000515BI0100001226 | 3 | Each | 270.36 |  |  | Excess(+) | 1 | Full Conversion | INR | [40 empty] | 811.08 | 811.08 | INR Eight Hundred & Eleven and Paise Eight Only | 46 | 52.04 | 138 | 305.8312 | 239
116 | Supply of UPVC pipes (B Type) and fittings conforming to IS-13592-1992 (B) Fittings xv) Vent Cowl (a) 75 mm | BI01010001010000000000000515BI0100001227 | 6 | Each | 28.28 |  |  | Excess(+) | 1 | Full Conversion | INR | [40 empty] | 169.68 | 169.68 | INR One Hundred & Sixty Nine and Paise Sixty Eight Only | 13 | 14.71 | 78 | 31.9903 | 25
117 | Supply of UPVC pipes (B Type) and fittings conforming to IS-13592-1992 (B) Fittings xv) Vent Cowl b) 110 mm | BI01010001010000000000000515BI0100001228 | 6 | Each | 37.33 |  |  | Excess(+) | 1 | Full Conversion | INR | [40 empty] | 223.98 | 223.98 | INR Two Hundred & Twenty Three and Paise Ninety Eight Only | 15 | 16.97 | 90 | 42.2277 | 33
118 | Supply of UPVC pipes (B Type) and fittings conforming to IS-13592-1992 (B) Fittings xv) Vent Cowl c) 160 mm | BI01010001010000000000000515BI0100001229 | 6 | Each | 64.48 |  |  | Excess(+) | 1 | Full Conversion | INR | [40 empty] | 386.88 | 386.88 | INR Three Hundred & Eighty Six and Paise Eighty Eight Only | 468 | 529.4 | 2808 | 72.9398 | 57
119 | Supply of UPVC pipes (B Type) and fittings conforming to IS-13592-1992 (B) Fittings xvi) Pipe Clip (a) 75 mm | BI01010001010000000000000515BI0100001230 | 6 | Each | 18.1 |  |  | Excess(+) | 1 | Full Conversion | INR | [40 empty] | 108.6 | 108.6 | INR One Hundred & Eight and Paise Sixty Only | 1508 | 1705.85 | 9048 | 20.4747 | 16
120 | Supply of UPVC pipes (B Type) and fittings conforming to IS-13592-1992 (B) Fittings xvi) Pipe Clip b) 110 mm | BI01010001010000000000000515BI0100001231 | 25 | Each | 23.76 |  |  | Excess(+) | 1 | Full Conversion | INR | [40 empty] | 594 | 594 | INR Five Hundred & Ninety Four Only | 1526.09 | 1726.31 | 38152.25 | 26.8773 | 21
121 | Supply of UPVC pipes (B Type) and fittings conforming to IS-13592-1992 (B) Fittings xvi) Pipe Clip c) 160 mm | BI01010001010000000000000515BI0100001232 | 8 | Each | 48.64 |  |  | Excess(+) | 1 | Full Conversion | INR | [40 empty] | 389.12 | 389.12 | INR Three Hundred & Eighty Nine and Paise Twelve Only | 2199 | 2487.51 | 17592 | 55.0216 | 43
122 | Supply of UPVC pipes (B Type) and fittings conforming to IS-13592-1992 (B) Fittings (xxxi) Plain Floor Trap with Top tile & Strainer 75 mm | BI01010001010000000000000515BI0100001233 | 2 | Each | 162.89 |  |  | Excess(+) | 1 | Full Conversion | INR | [40 empty] | 325.78 | 325.78 | INR Three Hundred & Twenty Five and Paise Seventy Eight Only | 2225.39 | 2517.36 | 4450.78 | 184.2612 | 144
123 | Supply of UPVC pipes (B Type) and fittings conforming to IS-13592-1992 (B) Fittings (xxiii) 110/110 S Trap 75 mm | BI01010001010000000000000515BI0100001234 | 2 | Each | 490.94 |  |  | Excess(+) | 1 | Full Conversion | INR | [40 empty] | 981.88 | 981.88 | INR Nine Hundred & Eighty One and Paise Eighty Eight Only | 2252.09 | 2547.56 | 4504.18 | 555.3513 | 434
124 | Supply of UPVC pipes (B Type) and fittings conforming to IS-13592-1992 (B) Fittings (xxvi) Reducer 110 X 75 mm 75 mm | BI01010001010000000000000515BI0100001235 | 2 | Each | 90.5 |  |  | Excess(+) | 1 | Full Conversion | INR | [40 empty] | 181 | 181 | INR One Hundred & Eighty One Only | 138 | 156.11 | 276 | 102.3736 | 80
125 | Supply of UPVC pipes (B Type) and fittings conforming to IS-13592-1992 (B) Fittings (xxvii) Reducing Tee (110 X 75 mm) 75 mm | BI01010001010000000000000515BI0100001236 | 2 | Each | 160.63 |  |  | Excess(+) | 1 | Full Conversion | INR | [40 empty] | 321.26 | 321.26 | INR Three Hundred & Twenty One and Paise Twenty Six Only | 479 | 541.84 | 958 | 181.7047 | 142
126 | Supply of UPVC pipes (B Type) and fittings conforming to IS-13592-1992 (B) Fittings (xviii) W.C. Connector (450 mm long) W / lipring 75 mm | BI01010001010000000000000515BI0100001237 | 2 | Each | 313.34 |  |  | Excess(+) | 1 | Full Conversion | INR | [40 empty] | 626.68 | 626.68 | INR Six Hundred & Twenty Six and Paise Sixty Eight Only | 484.75 | 548.35 | 969.5 | 354.4502 | 277
127 | Supply of UPVC pipes (B Type) and fittings conforming to IS-13592-1992 (B) Fittings (xxi) 110 X 110 P Trap 75 mm | BI01010001010000000000000515BI0100001238 | 2 | Each | 317.87 |  |  | Excess(+) | 1 | Full Conversion | INR | [40 empty] | 635.74 | 635.74 | INR Six Hundred & Thirty Five and Paise Seventy Four Only | 490.56 | 554.92 | 981.12 | 359.5745 | 281
128 | Supply of UPVC pipes (B Type) and fittings conforming to IS-13592-1992 (B) Fittings (xIv) Round Jali 75 mm | BI01010001010000000000000515BI0100001239 | 10 | Each | 27.15 |  |  | Excess(+) | 1 | Full Conversion | INR | [40 empty] | 271.5 | 271.5 | INR Two Hundred & Seventy One and Paise Fifty Only | 29 | 32.8 | 290 | 30.7121 | 24
129 | Supply of UPVC pipes (B Type) and fittings conforming to IS-13592-1992 (B) Fittings (xIvi) Door Cap (a) 75 mm | BI01010001010000000000000515BI0100001240 | 5 | Each | 41.85 |  |  | Excess(+) | 1 | Full Conversion | INR | [40 empty] | 209.25 | 209.25 | INR Two Hundred & Nine and Paise Twenty Five Only | 43 | 48.64 | 215 | 47.3407 | 37
130 | Supply of UPVC pipes (B Type) and fittings conforming to IS-13592-1992 (B) Fittings (xIvi) Door Cap (b) 110 mm | BI01010001010000000000000515BI0100001241 | 5 | Each | 57.69 |  |  | Excess(+) | 1 | Full Conversion | INR | [40 empty] | 288.45 | 288.45 | INR Two Hundred & Eighty Eight and Paise Forty Five Only | 159 | 179.86 | 795 | 65.2589 | 51
131 | Labour for fitting and fixing U.P.V.C. pipes for above ground work including cost of jointing materials etc. fitting and fixing all necessary specials, cutting pipes, cutting holes in walls or R.C. floor where necessary and mending good all damages excluding the cost of masonry or concrete work, if necessary, but including the cost and fitting and fixing holder bat clamps (any floor) or for underground work including cutting trenches upto 1.5 metre and refilling the same complete as per direction of the Engineer-in- charge. (Payment will be made on centre line measurement of the total pipeline including specials. (A) Above ground (i) 75 mm | BI01010001010000000000000515BI0100001242 | 8 | Mtr. | 50.9 |  |  | Excess(+) | 1 | Full Conversion | INR | [40 empty] | 407.2 | 407.2 | INR Four Hundred & Seven and Paise Twenty Only | 70 | 79.18 | 560 | 57.5781 | 45
132 | Labour for fitting and fixing U.P.V.C. pipes for above ground work including cost of jointing materials etc. fitting and fixing all necessary specials, cutting pipes, cutting holes in walls or R.C. floor where necessary and mending good all damages excluding the cost of masonry or concrete work, if necessary, but including the cost and fitting and fixing holder bat clamps (any floor) or for underground work including cutting trenches upto 1.5 metre and refilling the same complete as per direction of the Engineer-in- charge. (Payment will be made on centre line measurement of the total pipeline including specials. (A) Above ground ii) 110 mm | BI01010001010000000000000515BI0100001243 | 65 | Mtr. | 64.48 |  |  | Excess(+) | 1 | Full Conversion | INR | [40 empty] | 4191.2 | 4191.2 | INR Four Thousand One Hundred & Ninety One and Paise Twenty Only | 99 | 111.99 | 6435 | 72.9398 | 57
133 | Labour for fitting and fixing U.P.V.C. pipes for above ground work including cost of jointing materials etc. fitting and fixing all necessary specials, cutting pipes, cutting holes in walls or R.C. floor where necessary and mending good all damages excluding the cost of masonry or concrete work, if necessary, but including the cost and fitting and fixing holder bat clamps (any floor) or for underground work including cutting trenches upto 1.5 metre and refilling the same complete as per direction of the Engineer-in- charge. (Payment will be made on centre line measurement of the total pipeline including specials. (A) Above ground iii) 160 mm | BI01010001010000000000000515BI0100001244 | 5 | Mtr. | 74.66 |  |  | Excess(+) | 1 | Full Conversion | INR | [40 empty] | 373.3 | 373.3 | INR Three Hundred & Seventy Three and Paise Thirty Only | 78 | 88.23 | 390 | 84.4554 | 66
134 | Labour for fitting and fixing U.P.V.C. pipes for above ground work including cost of jointing materials etc. fitting and fixing all necessary specials, cutting pipes, cutting holes in walls or R.C. floor where necessary and mending good all damages excluding the cost of masonry or concrete work, if necessary, but including the cost and fitting and fixing holder bat clamps (any floor) or for underground work including cutting trenches upto 1.5 metre and refilling the same complete as per direction of the Engineer-in- charge. (Payment will be made on centre line measurement of the total pipeline including specials. (B) Under ground (i) 75 mm | BI01010001010000000000000515BI0100001245 | 2 | Mtr. | 82.58 |  |  | Excess(+) | 1 | Full Conversion | INR | [40 empty] | 165.16 | 165.16 | INR One Hundred & Sixty Five and Paise Sixteen Only | 1954 | 2210.36 | 3908 | 93.4145 | 73
135 | Labour for fitting and fixing U.P.V.C. pipes for above ground work including cost of jointing materials etc. fitting and fixing all necessary specials, cutting pipes, cutting holes in walls or R.C. floor where necessary and mending good all damages excluding the cost of masonry or concrete work, if necessary, but including the cost and fitting and fixing holder bat clamps (any floor) or for underground work including cutting trenches upto 1.5 metre and refilling the same complete as per direction of the Engineer-in- charge. (Payment will be made on centre line measurement of the total pipeline including specials. (B) Under ground ii) 110 mm | BI01010001010000000000000515BI0100001246 | 5 | Mtr. | 95.02 |  |  | Excess(+) | 1 | Full Conversion | INR | [40 empty] | 475.1 | 475.1 | INR Four Hundred & Seventy Five and Paise Ten Only | 1665 | 1883.45 | 8325 | 107.4866 | 84
136 | Labour for fitting and fixing U.P.V.C. pipes for above ground work including cost of jointing materials etc. fitting and fixing all necessary specials, cutting pipes, cutting holes in walls or R.C. floor where necessary and mending good all damages excluding the cost of masonry or concrete work, if necessary, but including the cost and fitting and fixing holder bat clamps (any floor) or for underground work including cutting trenches upto 1.5 metre and refilling the same complete as per direction of the Engineer-in- charge. (Payment will be made on centre line measurement of the total pipeline including specials. (B) Under ground iii) 160 mm | BI01010001010000000000000515BI0100001247 | 10 | Mtr. | 105.2 |  |  | Excess(+) | 1 | Full Conversion | INR | [40 empty] | 1052 | 1052 | INR One Thousand &Fifty Two Only | 103 | 116.51 | 1030 | 119.0022 | 93
137 | Supplying, fitting and fixing PVC pipes of approved makeof (medium duty) conforming to ASTMD - 1785 and threaded to match with GI Pipes as per IS : 1239 (Part - I). with all necessary accessories, specials viz. socket, bend, tee, union, cross, elbo, nipple, longscrew, reducing socket, reducing tee, short piece etc. fitted with holder bats clamps, including cutting pipes, making threads,fitting, fixing etc. complete in all respect including cost of all necessary fittings as required,jointing materials and two coats of painting with approved paint in any position above ground. (Payment will be made on the centre line measurements of total pipe line including all specials. No separate payment will be made for accesories, specials. Payment for painting will be made seperately) Supreem made (a) For Exposed Work -- PVC Pipes (Dia) 40mm | BI01010001010000000000000515BI0100001248 | 5 | Mtr. | 330.31 |  |  | Excess(+) | 1 | Full Conversion | INR | [40 empty] | 1651.55 | 1651.55 | INR One Thousand Six Hundred & Fifty One and Paise Fifty Five Only | 18 | 20.36 | 90 | 373.6467 | 292
138 | Supplying, fitting and fixing PVC pipes of approved makeof (medium duty) conforming to ASTMD - 1785 and threaded to match with GI Pipes as per IS : 1239 (Part - I). with all necessary accessories, specials viz. socket, bend, tee, union, cross, elbo, nipple, longscrew, reducing socket, reducing tee, short piece etc. fitted with holder bats clamps, including cutting pipes, making threads,fitting, fixing etc. complete in all respect including cost of all necessary fittings as required,jointing materials and two coats of painting with approved paint in any position above ground. (Payment will be made on the centre line measurements of total pipe line including all specials. No separate payment will be made for accesories, specials. Payment for painting will be made seperately) Supreem made (a) For Exposed Work -- PVC Pipes (Dia) 32mm | BI01010001010000000000000515BI0100001249 | 40 | Mtr. | 266.96 |  |  | Excess(+) | 1 | Full Conversion | INR | [40 empty] | 10678.4 | 10678.4 | INR Ten Thousand Six Hundred & Seventy Eight and Paise Forty Only | 257 | 290.72 | 10280 | 301.9852 | 236
139 | Supplying, fitting and fixing PVC pipes of approved makeof (medium duty) conforming to ASTMD - 1785 and threaded to match with GI Pipes as per IS : 1239 (Part - I). with all necessary accessories, specials viz. socket, bend, tee, union, cross, elbo, nipple, longscrew, reducing socket, reducing tee, short piece etc. fitted with holder bats clamps, including cutting pipes, making threads,fitting, fixing etc. complete in all respect including cost of all necessary fittings as required,jointing materials and two coats of painting with approved paint in any position above ground. (Payment will be made on the centre line measurements of total pipe line including all specials. No separate payment will be made for accesories, specials. Payment for painting will be made seperately) Supreem made (a) For Exposed Work -- PVC Pipes (Dia) 25mm | BI01010001010000000000000515BI0100001250 | 15 | Mtr. | 200.22 |  |  | Excess(+) | 1 | Full Conversion | INR | [40 empty] | 3003.3 | 3003.3 | INR Three Thousand &Three and Paise Thirty Only | 4793 | 5421.84 | 71895 | 226.4889 | 177
140 | Supplying, fitting and fixing PVC pipes of approved makeof (medium duty) conforming to ASTMD - 1785 and threaded to match with GI Pipes as per IS : 1239 (Part - I). with all necessary accessories, specials viz. socket, bend, tee, union, cross, elbo, nipple, longscrew, reducing socket, reducing tee, short piece etc. fitted with holder bats clamps, including cutting pipes, making threads,fitting, fixing etc. complete in all respect including cost of all necessary fittings as required,jointing materials and two coats of painting with approved paint in any position above ground. (Payment will be made on the centre line measurements of total pipe line including all specials. No separate payment will be made for accesories, specials. Payment for painting will be made seperately) Supreem made (a) For Exposed Work -- PVC Pipes (Dia) 20mm | BI01010001010000000000000515BI0100001251 | 12 | Mtr. | 145.92 |  |  | Excess(+) | 1 | Full Conversion | INR | [40 empty] | 1751.04 | 1751.04 | INR One Thousand Seven Hundred & Fifty One and Paise Four Only | 9888 | 11185.31 | 118656 | 165.0647 | 129
141 | Supplying, fitting and fixing PVC pipes of approved makeof (medium duty) conforming to ASTMD - 1785 and threaded to match with GI Pipes as per IS : 1239 (Part - I). with all necessary accessories, specials viz. socket, bend, tee, union, cross, elbo, nipple, longscrew, reducing socket, reducing tee, short piece etc. fitted with holder bats clamps, including cutting pipes, making threads,fitting, fixing etc. complete in all respect including cost of all necessary fittings as required,jointing materials and two coats of painting with approved paint in any position above ground. (Payment will be made on the centre line measurements of total pipe line including all specials. No separate payment will be made for accesories, specials. Payment for painting will be made seperately) Supreem made (a) For Exposed Work -- PVC Pipes (Dia) 15mm | BI01010001010000000000000515BI0100001252 | 8 | Mtr. | 114.25 |  |  | Excess(+) | 1 | Full Conversion | INR | [40 empty] | 914 | 914 | INR Nine Hundred & Fourteen Only | 9986.88 | 11297.16 | 79895.04 | 129.2396 | 101
142 | Supplying, fitting and fixing Peet's valve fullway gunmetal standard pattern best quality of approved brand bearing I.S.I. marking with fittings (tested to 21 kg per sq. cm.). 40mm | BI01010001010000000000000515BI0100001253 | 2 | Each | 1861.96 |  |  | Excess(+) | 1 | Full Conversion | INR | [40 empty] | 3723.92 | 3723.92 | INR Three Thousand Seven Hundred & Twenty Three and Paise Ninety Two Only | 10086.75 | 11410.13 | 20173.5 | 2106.2492 | 1646
143 | Supplying, fitting and fixing Peet's valve fullway gunmetal standard pattern best quality of approved brand bearing I.S.I. marking with fittings (tested to 21 kg per sq. cm.). 32mm | BI01010001010000000000000515BI0100001254 | 2 | Each | 1423.05 |  |  | Excess(+) | 1 | Full Conversion | INR | [40 empty] | 2846.1 | 2846.1 | INR Two Thousand Eight Hundred & Forty Six and Paise Ten Only | 4330 | 4898.1 | 8660 | 1609.7542 | 1258
144 | Supplying, fitting and fixing Peet's valve fullway gunmetal standard pattern best quality of approved brand bearing I.S.I. marking with fittings (tested to 21 kg per sq. cm.). 25mm | BI01010001010000000000000515BI0100001255 | 3 | Each | 1031.65 |  |  | Excess(+) | 1 | Full Conversion | INR | [40 empty] | 3094.95 | 3094.95 | INR Three Thousand &Ninety Four and Paise Ninety Five Only | 619 | 700.21 | 1857 | 1167.0025 | 912
145 | Supplying, fitting and fixing Peet's valve fullway gunmetal standard pattern best quality of approved brand bearing I.S.I. marking with fittings (tested to 21 kg per sq. cm.). 20mm | BI01010001010000000000000515BI0100001256 | 2 | Each | 743.2 |  |  | Excess(+) | 1 | Full Conversion | INR | [40 empty] | 1486.4 | 1486.4 | INR One Thousand Four Hundred & Eighty Six and Paise Forty Only | 72951 | 82522.17 | 145902 | 840.7078 | 657
146 | Supplying, fitting and fixing Peet's valve fullway gunmetal standard pattern best quality of approved brand bearing I.S.I. marking with fittings (tested to 21 kg per sq. cm.). 15mm | BI01010001010000000000000515BI0100001257 | 2 | Each | 589.36 |  |  | Excess(+) | 1 | Full Conversion | INR | [40 empty] | 1178.72 | 1178.72 | INR One Thousand One Hundred & Seventy Eight and Paise Seventy Two Only | 1304 | 1475.08 | 2608 | 666.684 | 521
147 | Removing chokage of yard gully. | BI01010001010000000000000515BI0100001258 | 2 | Each | 28.28 |  |  | Excess(+) | 1 | Full Conversion | INR | [40 empty] | 56.56 | 56.56 | INR Fifty Six and Paise Fifty Six Only | 10090 | 11413.81 | 20180 | 31.9903 | 25
148 | Supplying, fitting and fixing white vitreous china best quality approved make wash basin with C.I. brackets on 75 mm X 75 mm wooden blocks, C.P. waste fittings of 32 mm dia., one approved quality brass C.P. pillar cock of 15 mm dia., C.P. chain with rubber plug of 30 mm dia., approved quality P.V.C. waste pipe with C.P. nut 32 mm dia., 900 mm long approved quality P.V.C. connection pipe with heavy brass C.P. nut including mending good all damages and painting the brackets with two coats of approved paint. 550 mm X 400 mm size | BI01010001010000000000000515BI0100001259 | 4 | Each | 2497.69 |  |  | Excess(+) | 1 | Full Conversion | INR | [40 empty] | 9990.76 | 9990.76 | INR Nine Thousand Nine Hundred & Ninety and Paise Seventy Six Only | 409 | 462.66 | 1636 | 2825.3869 | 2208
149 | Supplying, fitting and fixing pedestal of approved make for wash basin (white) | BI01010001010000000000000515BI0100001260 | 4 | Each | 1693.41 |  |  | Excess(+) | 1 | Full Conversion | INR | [40 empty] | 6773.64 | 6773.64 | INR Six Thousand Seven Hundred & Seventy Three and Paise Sixty Four Only | 9077 | 10267.9 | 36308 | 1915.5854 | 1497
150 | Supplying, fitting and fixing Anglo-Indian W.C. in white glazed vitreous china ware of approved make complete in position with necessary bolts, nuts etc. With 'P' trap (without vent) | BI01010001010000000000000515BI0100001261 | 4 | Each | 3482.96 |  |  | Excess(+) | 1 | Full Conversion | INR | [40 empty] | 13931.84 | 13931.84 | INR Thirteen Thousand Nine Hundred & Thirty One and Paise Eighty Four Only | 408 | 461.53 | 1632 | 3939.9244 | 3079
151 | Dismantling Orissa pattern W.C. including taking out of base concrete, if necessary, complete. | BI01010001010000000000000515BI0100001262 | 2 | each | 50.9 |  |  | Excess(+) | 1 | Full Conversion | INR | [40 empty] | 101.8 | 101.8 | INR One Hundred & One and Paise Eighty Only | 384 | 434.38 | 768 | 57.5781 | 45
152 | Supplying,fitting and fixing 32 mm dia. Flush Pipe of approved make with necessary fixing materials and clamps complete. Polythene Flush Pipe | BI01010001010000000000000515BI0100001263 | 6 | Each | 175.34 |  |  | Excess(+) | 1 | Full Conversion | INR | [40 empty] | 1052.04 | 1052.04 | INR One Thousand &Fifty Two and Paise Four Only | 292 | 330.31 | 1752 | 198.3446 | 155
153 | Supplying,fitting and fixing approved brand P.V.C. CONNECTOR white flexible, with both ends coupling with heavy brass C.P. nut, 15 mm dia. 900 mm long | BI01010001010000000000000515BI0100001264 | 6 | Each | 166.29 |  |  | Excess(+) | 1 | Full Conversion | INR | [40 empty] | 997.74 | 997.74 | INR Nine Hundred & Ninety Seven and Paise Seventy Four Only | 236 | 266.96 | 1416 | 188.1072 | 147
154 | Supplying,fitting and fixing approved brand 32 mm dia.P.V.C. waste pipe, with PVC coupling at one end fitted with necessary clamps. 1050mm long | BI01010001010000000000000515BI0100001265 | 6 | Each | 102.94 |  |  | Excess(+) | 1 | Full Conversion | INR | [40 empty] | 617.64 | 617.64 | INR Six Hundred & Seventeen and Paise Sixty Four Only | 177 | 200.22 | 1062 | 116.4457 | 91
155 | Supplying, fitting and fixing 10 litre P.V.C. low-down cistern conforming to I.S. specification with P.V.C. fittings complete,C.I. brackets including two coats of painting to bracket etc. | BI01010001010000000000000515BI0100001266 | 4 | Each | 1148.17 |  |  | Excess(+) | 1 | Full Conversion | INR | [40 empty] | 4592.68 | 4592.68 | INR Four Thousand Five Hundred & Ninety Two and Paise Sixty Eight Only | 137 | 154.97 | 548 | 1298.8099 | 1015
156 | Renewing bolts and nuts for cistern. | BI01010001010000000000000515BI0100001267 | 2 | Each | 45.25 |  |  | Excess(+) | 1 | Full Conversion | INR | [40 empty] | 90.5 | 90.5 | INR Ninety and Paise Fifty Only | 158 | 178.73 | 316 | 51.1868 | 40
157 | Supplying, fitting and fixing bib cock or stop cock. Chromium plated Bib Cock short body (Equivalent to Code No. 511 & Model - Tropical / Sumthing Special of ESSCO or similar brand). | BI01010001010000000000000515BI0100001268 | 8 | Each | 609.72 |  |  | Excess(+) | 1 | Full Conversion | INR | [40 empty] | 4877.76 | 4877.76 | INR Four Thousand Eight Hundred & Seventy Seven and Paise Seventy Six Only | 2362 | 2671.89 | 18896 | 689.7153 | 539
158 | Supplying, fitting and fixing bib cock or stop cock. PTMT (Polytetra Bib Cock / Stop Cock ( Prayag or equivalent) 15 mm | BI01010001010000000000000515BI0100001269 | 8 | Each | 174.2 |  |  | Excess(+) | 1 | Full Conversion | INR | [40 empty] | 1393.6 | 1393.6 | INR One Thousand Three Hundred & Ninety Three and Paise Sixty Only | 1646 | 1861.96 | 13168 | 197.055 | 154
159 | Supplying, fitting and fixing pillar cock of approved make. b) PTMT Pillar Cock - 15 mm. (Prayag or equivalent). | BI01010001010000000000000515BI0100001270 | 5 | Each | 251.13 |  |  | Excess(+) | 1 | Full Conversion | INR | [40 empty] | 1255.65 | 1255.65 | INR One Thousand Two Hundred & Fifty Five and Paise Sixty Five Only | 1258 | 1423.05 | 6290 | 284.0783 | 222
160 | Dismantling pillar cock of wash basin.each | BI01010001010000000000000515BI0100001271 | 5 | each | 10.18 |  |  | Excess(+) | 1 | Full Conversion | INR | [40 empty] | 50.9 | 50.9 |  | 912 | 1031.65 | 4560 | 11.5156 | 9
161 | Supplying, fitting and fixing soap holder. PTMT (Prayag or equivalent) | BI01010001010000000000000515BI0100001272 | 8 | Each | 152.71 |  |  | Excess(+) | 1 | Full Conversion | INR | [40 empty] | 1221.68 | 1221.68 | INR One Thousand Two Hundred & Twenty One and Paise Sixty Eight Only | 2869 | 3245.41 | 22952 | 172.7456 | 135
162 | Supplying, fitting and fixing PTMT Smart Shelf of approved make of size 300 mm. | BI01010001010000000000000515BI0100001273 | 8 | Each | 252.26 |  |  | Excess(+) | 1 | Full Conversion | INR | [40 empty] | 2018.08 | 2018.08 | INR Two Thousand &Eighteen and Paise Eight Only | 1132 | 1280.52 | 9056 | 285.3565 | 223
163 | Supplying, fitting and fixing towel rail with two brackets. C.P. over brass iii) 25 mm dia. and 750 mm long | BI01010001010000000000000515BI0100001274 | 8 | Each | 537.32 |  |  | Excess(+) | 1 | Full Conversion | INR | [40 empty] | 4298.56 | 4298.56 | INR Four Thousand Two Hundred & Ninety Eight and Paise Fifty Six Only | 155 | 175.34 | 1240 | 607.8164 | 475
164 | Supplying, fitting and fixing best quality Indian make mirror 5.5 mm thick with silvering as per I.S.I. specifications supported on fibre glass frame of any colour, frame size 550 mm X 400 mm | BI01010001010000000000000515BI0100001275 | 6 | Each | 693.43 |  |  | Excess(+) | 1 | Full Conversion | INR | [40 empty] | 4160.58 | 4160.58 | INR Four Thousand One Hundred & Sixty and Paise Fifty Eight Only | 1248 | 1411.74 | 7488 | 784.408 | 613
165 | Supplying, fitting and fixing stainless steel sink complete with waste fittings and two coats of painting of C.I. brackets. Sink only 530 mm X 430 mm x 180 mm | BI01010001010000000000000515BI0100001276 | 2 | Each | 3715.99 |  |  | Excess(+) | 1 | Full Conversion | INR | [40 empty] | 7431.98 | 7431.98 | INR Seven Thousand Four Hundred & Thirty One and Paise Ninety Eight Only | 3104 | 3511.24 | 6208 | 4203.5279 | 3285
166 | Cleaning wash basin/ sink with acid. | BI01010001010000000000000515BI0100001277 | 5 | each | 18.1 |  |  | Excess(+) | 1 | Full Conversion | INR | [40 empty] | 90.5 | 90.5 | INR Ninety and Paise Fifty Only | 1613 | 1824.63 | 8065 | 20.4747 | 16
167 | (g) PTMT overhead shower ( Prayag or equivalent)(ii) 150 mm round | BI01010001010000000000000515BI0100001278 | 6 | Each | 384.61 |  |  | Excess(+) | 1 | Full Conversion | INR | [40 empty] | 2307.66 | 2307.66 | INR Two Thousand Three Hundred & Seven and Paise Sixty Six Only | 485 | 548.63 | 2910 | 435.0708 | 340
168 | Supplying P.V.C. water storage tank of approved quality with closed top with lid (Black) - Multilayer 2000 Litre capacity | BI01010001010000000000000515BI0100001279 | 3 | Each | 11802.94 |  |  | Excess(+) | 1 | Full Conversion | INR | [40 empty] | 35408.82 | 35408.82 | INR Thirty Five Thousand Four Hundred & Eight and Paise Eighty Two Only | 881 | 996.59 | 2643 | 13351.4857 | 10434
169 | Labour for hoisting plastic water storage tank.Above 1500 litre upto 5000 litre capacity On the roof of mumty(top of forth floor) G+1 | BI01010001010000000000000515BI0100001280 | 3 | Each | 255.65 |  |  | Excess(+) | 1 | Full Conversion | INR | [40 empty] | 766.95 | 766.95 | INR Seven Hundred & Sixty Six and Paise Ninety Five Only | 430 | 486.42 | 1290 | 289.1913 | 226
170 | Labour for punching hole in plastic water storage tank upto 50 mm dia. | BI01010001010000000000000515BI0100001281 | 9 | Each | 21.49 |  |  | Excess(+) | 1 | Full Conversion | INR | [40 empty] | 193.41 | 193.41 | INR One Hundred & Ninety Three and Paise Forty One Only | 613 | 693.43 | 5517 | 24.3095 | 19
171 | Constructing Inspection pit of inside measurement 600mm X 600mm X upto 600mm (depth) with 250 mm thick 1st. class brick work in cement mortar (1:4) on all sides, bottom of the pit consisting of 100 mm thick cement concrete (1:3:6) with stone chips over a layer of jhama brick flat soling, 15 mm thick (1:4) cement plaster to inside walls and out-side walls upto G.L. and 20 mm.thick (1:4) plaster to bottom of the pit, providing necessary invert with cement concrete (1:3:6) with stone chips as per direction, neat cement finishing to entire internal surfaces, top of the pit covered with 100 mm thick R.C.C. slab (1:1.5:3) with stone chips and necessary reinforcements upto 1% and shuttering including 6 mm thick cement plaster (1:4) in all external surfaces of the slab and one 560 mm dia. R.C.C. manhole cover of approved make supplied, fitted and fixed in the slab with necessary fittings, necessary earthwork in excavation in all sorts of soil, filling sides of the pit with earth and removing spoils after work complete in all respect with all costs of labour and materials. i) With Pakur variety. (SAIL/TATA/RINL) | BI01010001010000000000000515BI0100001282 | 2 | Each | 8504.36 |  |  | Excess(+) | 1 | Full Conversion | INR | [40 empty] | 17008.72 | 17008.72 | INR Seventeen Thousand &Eight and Paise Seventy Two Only | 223 | 252.26 | 446 | 9620.132 | 7518
172 | Construction of septic tank of different capacities as per approved drawing with 1st class brick work in cement mortar (1:4) including two 560 mm dia. R.C.C. manhole cover(heavy type)of approved make supplied, fitted and fixed in the 100mm thick R.C.C (1:1.5:3) top slab with necessary fittings, 20mm thick cement plaster (4 : 1) with neat cement finish to the internal surfaces and 15 mm thick cement plaster (4 : 1) to outside wall upto 200 mm below G.L floor finished with 25 mm thick grey artificial stone over 100 mm thick R.C.C(1:1.5:3) bottom slab including supplying, fitting and fixing all necessry specials, fittings, S.W. tees, C.I. foot rest etc. including excavation earth in all sorts of soil, shoring, bailing out and pumping out water as necessary, ramming, dressing the bed and fefilling the sides of the tanks with earth, removing spoils, filling up the chamber with clear water, removing foreign materials from the chamber and including constructing attached inspection pit as per approved drawing and connecting all necessary pipes, joints etc. with internal plaster work and artificial stone flooring is to be done with admixture of water proofing compound @ 0.5% by weight of cement with all costs of labour and materials. Note:- (i) Finished level of Septic Tank should be 400 mm. from Ground Level. (ii) Height of 50 mm. Ventilation pipe &Mosquito proof mesh, should be follwed as per IS:2470,Part- I.Payment will be made separetly on the basis of actual height based on relevant I.S.Code. (iv) For 50 usersWith Pakur variety. (SAIL/TATA/RINL) | BI01010001010000000000000515BI0100001283 | 1 | Each | 105847.52 |  |  | Excess(+) | 1 | Full Conversion | INR | [40 empty] | 105847.52 | 105847.52 | INR One Lakh Five Thousand Eight Hundred & Forty Seven and Paise Fifty Two Only | 135 | 152.71 | 135 | 119734.7146 | 93571
173 | Construction of circular soak well 2.5 metre deep in all types of sandy soils with dry brick work upto 1.6 metre from the bottom having 150 mm intermediate cement brick work (1:4) band all round and cement brick work (1:4) upto 0.90 metre from top with 20mm thick cement plastering (1:4) to inside face upto the depth of cement brick work, 15mm thick cement plaster (1:4) on outer face from top of the well upto G.L. and 6 mm thick cement plaster (1:4) on top of the R.C.C. cover slab including filling bottom 1.00 metre of inside of the well with brick metal (50 mm to 63 mm size) including R.C.C. cover slab of 100 mm thick with cement conc (1:1.5:3) with stone chips with necessary reinforcement and shuttering including one 560 mm dia. R.C.C. manhole cover (heavy type)of approved make supplied, fitted and fixed in the cover slab with necessary fittings, making nacessary arrangements for pipe connections, excavation of well including shoring, dewatering and removing the exess earth from the premises as per direction complete in all respect with all costs of labour and materials. With 250 mm thick dry brick work and 250 mm thick cement brick work (1:6) and 1.00m inside dia. (SAIL/TATA/RINL) | BI01010001010000000000000515BI0100001284 | 2 | Each | 19069.77 |  |  | Excess(+) | 1 | Full Conversion | INR | [40 empty] | 38139.54 | 38139.54 | INR Thirty Eight Thousand One Hundred & Thirty Nine and Paise Fifty Four Only | 1015 | 1148.17 | 2030 | 21571.7238 | 16858
174 | Removing sludge from septic tank, soak well etc. by methor labour including disposal of the same outside the compound as directed.Upto 50 users:- Within a lead of 150 metre | BI01010001010000000000000515BI0100001285 | 2 | Each | 2606.28 |  |  | Excess(+) | 1 | Full Conversion | INR | [40 empty] | 5212.56 | 5212.56 | INR Five Thousand Two Hundred & Twelve and Paise Fifty Six Only | 91 | 102.94 | 182 | 2948.2239 | 2304
175 | Cleaning silt of inspection pit. | BI01010001010000000000000515BI0100001286 | 2 | Each | 174.2 |  |  | Excess(+) | 1 | Full Conversion | INR | [40 empty] | 348.4 | 348.4 | INR Three Hundred & Forty Eight and Paise Forty Only | 3260 | 3687.71 | 6520 | 197.055 | 154
176 | Dismantling & Refixing pit cover | BI01010001010000000000000515BI0100001287 | 2 | Each | 39.59 |  |  | Excess(+) | 1 | Full Conversion | INR | [40 empty] | 79.18 | 79.18 | INR Seventy Nine and Paise Eighteen Only | 1497 | 1693.41 | 2994 | 44.7842 | 35
177 | Supplying, fitting and fixing in position C.I. manhole/ pit cover with rim.a) Round (i) 450 mm X 100 mm X 21 kg (approx.) | BI01010001010000000000000515BI0100001288 | 2 | each | 1918.52 |  |  | Excess(+) | 1 | Full Conversion | INR | [40 empty] | 3837.04 | 3837.04 | INR Three Thousand Eight Hundred & Thirty Seven and Paise Four Only | 3788 | 4284.99 | 7576 | 2170.2298 | 1696
178 | Cleaning soak pit by removing the top slab and replacing inner filling with jhama bats and repairing the pit as necessary including fitting the slab. | BI01010001010000000000000515BI0100001289 | 2 | each | 1523.73 |  |  | Excess(+) | 1 | Full Conversion | INR | [40 empty] | 3047.46 | 3047.46 | INR Three Thousand &Forty Seven and Paise Forty Six Only | 147 | 166.29 | 294 | 1723.6434 | 1347
179 | Cleaning silt of master trap pit. | BI01010001010000000000000515BI0100001290 | 2 | each | 1303.14 |  |  | Excess(+) | 1 | Full Conversion | INR | [40 empty] | 2606.28 | 2606.28 | INR Two Thousand Six Hundred & Six and Paise Twenty Eight Only | 539 | 609.72 | 1078 | 1474.112 | 1152
180 | DEEP TUBE WELL Labour for boring through any type of soil for sinking tube well of required dia. With top enlargement by rig boring system (either by reverse circulation of by direct rotary method) including hire charges and labour for rig machine, tools, plants, staging, force pumping set and making arrangement for water required for boring, etc. complete and lowering of pipes, stainer, blind pipes etc. complete (where no lowering pipe is involved the corresponding rate would be reduced by 30%) For depth upto 250 mtr. 100 mm dis. Tube well with top enlargement of 200 mm dia. (upto 50 Mtr.) First 50 mtrs. | BI01010001010000000000000515BI0100001291 | 50 | Mtr | 1147.04 |  |  | Excess(+) | 1 | Full Conversion | INR | [40 empty] | 57352 | 57352 | INR Fifty Seven Thousand Three Hundred & Fifty Two Only | 493 | 557.68 | 24650 | 1297.5316 | 1014
181 | Labour for boring through any type of soil for sinking tube well of required dia. With top enlargement by rig boring system (either by reverse circulation of by direct rotary method) including hire charges and labour for rig machine, tools, plants, staging, force pumping set and making arrangement for water required for boring, etc. complete and lowering of pipes, stainer, blind pipes etc. complete (where no lowering pipe is involved the corresponding rate would be reduced by 30%) For depth upto 250 mtr. 100 mm dis. Tube well with top enlargement of 200 mm dia. (upto 50 Mtr.) Next 50 mtrs. | BI01010001010000000000000515BI0100001292 | 50 | Mtr | 942.29 |  |  | Excess(+) | 1 | Full Conversion | INR | [40 empty] | 47114.5 | 47114.5 | INR Forty Seven Thousand One Hundred & Fourteen and Paise Fifty Only | 154 | 174.2 | 7700 | 1065.9184 | 833
182 | Labour for boring through any type of soil for sinking tube well of required dia. With top enlargement by rig boring system (either by reverse circulation of by direct rotary method) including hire charges and labour for rig machine, tools, plants, staging, force pumping set and making arrangement for water required for boring, etc. complete and lowering of pipes, stainer, blind pipes etc. complete (where no lowering pipe is involved the corresponding rate would be reduced by 30%) For depth upto 250 mtr. 100 mm dis. Tube well with top enlargement of 200 mm dia. (upto 50 Mtr.) Next 50 mtrs. | BI01010001010000000000000515BI0100001293 | 50 | Mtr | 1193.42 |  |  | Excess(+) | 1 | Full Conversion | INR | [40 empty] | 59671 | 59671 | INR Fifty Nine Thousand Six Hundred & Seventy One Only | 592 | 669.67 | 29600 | 1349.9967 | 1055
183 | Labour for boring through any type of soil for sinking tube well of required dia. With top enlargement by rig boring system (either by reverse circulation of by direct rotary method) including hire charges and labour for rig machine, tools, plants, staging, force pumping set and making arrangement for water required for boring, etc. complete and lowering of pipes, stainer, blind pipes etc. complete (where no lowering pipe is involved the corresponding rate would be reduced by 30%) For depth upto 250 mtr. 100 mm dis. Tube well with top enlargement of 200 mm dia. (upto 50 Mtr.) Next 100 mtrs. | BI01010001010000000000000515BI0100001294 | 100 | Mtr | 1234.14 |  |  | Excess(+) | 1 | Full Conversion | INR | [40 empty] | 123414 | 123414 | INR One Lakh Twenty Three Thousand Four Hundred & Fourteen Only | 452 | 511.3 | 45200 | 1396.0592 | 1091
184 | Supplying at site and fitting, fixing of the following accessories corresponding to the dia. Of the blank/housung pipes as specified in details below including two coats of bituminious paint in all sides. UPVC end cap conforming to IS : 12818 - 2010 and "V" square threaded for sealing the bottom of well assembly) 100 mm dia. | BI01010001010000000000000515BI0100001295 | 1 | Each | 96.15 |  |  | Excess(+) | 1 | Full Conversion | INR | [40 empty] | 96.15 | 96.15 | INR Ninety Six and Paise Fifteen Only | 309 | 349.54 | 309 | 108.7649 | 85
185 | Reducer of approved type for jointing housing and well pipe of relevant to above stated pipe "V" square threated 150 mm X 100 mm. | BI01010001010000000000000515BI0100001296 | 1 | Each | 529.4 |  |  | Excess(+) | 1 | Full Conversion | INR | [40 empty] | 529.4 | 529.4 | INR Five Hundred & Twenty Nine and Paise Forty Only | 1251 | 1415.13 | 1251 | 598.8573 | 468
186 | M.S / G.I Top cap of approved type for closing the housing pipe 150mm dia. | BI01010001010000000000000515BI0100001297 | 1 | Each | 568.99 |  |  | Excess(+) | 1 | Full Conversion | INR | [40 empty] | 568.99 | 568.99 | INR Five Hundred & Sixty Eight and Paise Ninety Nine Only | 179 | 202.48 | 179 | 643.6415 | 503
187 | M.S. Housing clamp of approved quality (255 mm width & 25 mm thick M.S. Flat with arms extended on both sides upto 0.31 mtr length each side with two drilled holes on both sides for insertion of total 4 nos. Of M.S nuts & bolts of 75mm X 25 mm size with M.S. washer etc. complete For 150 mm dia housing pipe | BI01010001010000000000000515BI0100001298 | 1 | Each | 2528.23 |  |  | Excess(+) | 1 | Full Conversion | INR | [40 empty] | 2528.23 | 2528.23 | INR Two Thousand Five Hundred & Twenty Eight and Paise Twenty Three Only | 292 | 330.31 | 292 | 2859.9338 | 2235
188 | Centre fuide of approved quality 100 mm dia. (with clamp) | BI01010001010000000000000515BI0100001299 | 8 | Each | 144.79 |  |  | Excess(+) | 1 | Full Conversion | INR | [40 empty] | 1158.32 | 1158.32 | INR One Thousand One Hundred & Fifty Eight and Paise Thirty Two Only | 85 | 96.15 | 680 | 163.7864 | 128
189 | Labour for making arrangement for showing verticality test including the cost for hire charge tools and plants, scaffolding, labour etc all complete | BI01010001010000000000000515BI0100001300 | 1 | Item | 1036.18 |  |  | Excess(+) | 1 | Full Conversion | INR | [40 empty] | 1036.18 | 1036.18 | INR One Thousand &Thirty Six and Paise Eighteen Only | 195 | 220.58 | 195 | 1172.1268 | 916
190 | Collecting sample of water for bacteriological and chemical test from any depth at any time during execution of work including hire and labour charges for tools and plants and sterilising the equipments, paying all charges and fees, testing etc. complete in all respect as per direction. | BI01010001010000000000000515BI0100001301 | 1 | L.S. | 1392.51 |  |  | Excess(+) | 1 | Full Conversion | INR | [40 empty] | 1392.51 | 1392.51 | INR One Thousand Three Hundred & Ninety Two and Paise Fifty One Only | 206 | 233.03 | 206 | 1575.2073 | 1231
191 | Packing the annular space between the outside of the tube well pipes & strainers and the bore with pea size washed gravel of approved qualityhaving size from 2 mm to 5 mm or the size approved by the Engineer-incharge including cost of all materials labour and equipment complete. Note: Initial 6 m. of Annular space between the housing pipe and the bore should not be shrouded with Pea size gravel to avoid contamination with surface water | BI01010001010000000000000515BI0100001302 | 6 | Cum | 2295.2 |  |  | Excess(+) | 1 | Full Conversion | INR | [40 empty] | 13771.2 | 13771.2 | INR Thirteen Thousand Seven Hundred & Seventy One and Paise Twenty Only | 276 | 312.21 | 1656 | 2596.3302 | 2029
192 | Packing annular space between the outside of the housing pipe and the bore with puddled clay balls of approved size as per direction of the Engineer-in-charge with cost of all materials and labour complete. | BI01010001010000000000000515BI0100001303 | 4 | Cum | 471.71 |  |  | Excess(+) | 1 | Full Conversion | INR | [40 empty] | 1886.84 | 1886.84 | INR One Thousand Eight Hundred & Eighty Six and Paise Eighty Four Only | 89 | 100.68 | 356 | 533.5984 | 417
193 | Geophysical investigation of the acquifer by electrologging system with all tools and plants as necessary including supply of necessary report. | BI01010001010000000000000515BI0100001304 | 1 | Item | 9329.01 |  |  | Excess(+) | 1 | Full Conversion | INR | [40 empty] | 9329.01 | 9329.01 | INR Nine Thousand Three Hundred & Twenty Nine and Paise One Only | 120 | 135.74 | 120 | 10552.9761 | 8247
194 | Washing and developing tube well with air compressor pump and engine for 8 (eight) hours continuous pumping per day with necessary arrangements for testing the yield in gallons per hour with 'V' notch including hire and labour charges for all tools and plants and scaffolding as required. | BI01010001010000000000000515BI0100001305 | 2 | Days | 8526.99 |  |  | Excess(+) | 1 | Full Conversion | INR | [40 empty] | 17053.98 | 17053.98 | INR Seventeen Thousand &Fifty Three and Paise Ninety Eight Only | 147 | 166.29 | 294 | 9645.7311 | 7538
195 | Supply of PVC pipes & fittings (medium duty) conforming to ASTMD -1785 and threaded to match with GI Pipes as per IS : 1239 (Part - I). 100 mm dia | BI01010001010000000000000515BI0100001306 | 130 | Mtr | 988.67 |  |  | Excess(+) | 1 | Full Conversion | INR | [40 empty] | 128527.1 | 128527.1 | INR One Lakh Twenty Eight Thousand Five Hundred & Twenty Seven and Paise Ten Only | 186 | 210.4 | 24180 | 1118.3835 | 874
196 | Supply of PVC pipes & fittings (medium duty) conforming to ASTMD -1785 and threaded to match with GI Pipes as per IS : 1239 (Part - I). 150 mm dia | BI01010001010000000000000515BI0100001307 | 85 | Mtr | 1606.3 |  |  | Excess(+) | 1 | Full Conversion | INR | [40 empty] | 136535.5 | 136535.5 | INR One Lakh Thirty Six Thousand Five Hundred & Thirty Five and Paise Fifty Only | 33 | 37.33 | 2805 | 1817.0466 | 1420
197 | Supplying, fibre glass reinforced Epoxy resin slotted strainer of 1 mm slot width in 6.1m length of approved make and as per direction of the Engineer - in - Charge. 100 mm nominal dia 6.0 mm wall thickness | BI01010001010000000000000515BI0100001308 | 35 | Mtr | 1852.91 |  |  | Excess(+) | 1 | Full Conversion | INR | [40 empty] | 64851.85 | 64851.85 | INR Sixty Four Thousand Eight Hundred & Fifty One and Paise Eighty Five Only | 21 | 23.76 | 735 | 2096.0118 | 1638
198 | Supplying M.S. male/ female adopter of approved make and brand for coupling of M.S. pipe and fibre glass strainers, as per direction of the Engineer - in - Charge. 100 mm dia. | BI01010001010000000000000515BI0100001309 | 8 | Each | 2972.79 |  |  | Excess(+) | 1 | Full Conversion | INR | [40 empty] | 23782.32 | 23782.32 | INR Twenty Three Thousand Seven Hundred & Eighty Two and Paise Thirty Two Only | 407 | 460.4 | 3256 | 3362.82 | 2628
199 | Supplying & installation of G.I. Pipe ( Make TATA-M) pipe having heavy duty G.I. Socket/elbow(TATA) incl cutting & threading as required a) 50 mm.dia (for vertical column pipe) | BI01010001010000000000000515BI0100001310 | 90 | Mtr | 454.74 |  |  | Excess(+) | 1 | Full Conversion | INR | [40 empty] | 40926.6 | 40926.6 | INR Forty Thousand Nine Hundred & Twenty Six and Paise Sixty Only | 51 | 57.69 | 4590 | 514.4019 | 402
200 | Supplying, fitting and fixing check valve (horizontal) G.M. tested to 21 kg per sq. cm.(vi) 50 mm | BI01010001010000000000000515BI0100001311 | 1 | Each | 2492.03 |  |  | Excess(+) | 1 | Full Conversion | INR | [40 empty] | 2492.03 | 2492.03 | INR Two Thousand Four Hundred & Ninety Two and Paise Three Only | 57 | 64.48 | 57 | 2818.9843 | 2203
201 | Supplying, fitting and fixing Peet's valve fullway gunmetal standard pattern best quality of approved brand bearing I.S.I. marking with fittings (tested to 21 kg per sq. cm.).(iv) 50 mm dia | BI01010001010000000000000515BI0100001312 | 5 | Each | 2671.89 |  |  | Excess(+) | 1 | Full Conversion | INR | [40 empty] | 13359.45 | 13359.45 | INR Thirteen Thousand Three Hundred & Fifty Nine and Paise Forty Five Only | 84 | 95.02 | 420 | 3022.442 | 2362
202 | Supply & fixing 50 mm dia G.I. Flange | BI01010001010000000000000515BI0100001313 | 2 | pair | 180.99 |  |  | Excess(+) | 1 | Full Conversion | INR | [40 empty] | 361.98 | 361.98 | INR Three Hundred & Sixty One and Paise Ninety Eight Only | 85 | 96.15 | 170 | 204.7359 | 160
203 | Labour charge for Testing & Lowering the submersible Pump motor set with submersible cable along with the column pipes into the tube well after socketing the column pipes step by step including arrangement of tripod, chain pully & tools & Tackles & providing suitable manpower to satisfactory operation. | BI01010001010000000000000515BI0100001315 | 1 | L.S. | 3423.01 |  |  | Excess(+) | 1 | Full Conversion | INR | [40 empty] | 3423.01 | 3423.01 | INR Three Thousand Four Hundred & Twenty Three and Paise One Only | 10434 | 11802.94 | 10434 | 3872.1089 | 3026
204 | Electrical Scheduled Item Supply & Fixing 415V 160A TPN (LT) switch in suitable SS enclosure with HRC fuses on LS & NL on angle iron frame on wall incl. earthing attachment.(Pwd page-D3 Item no. 4 (a) | BI01010001010000000000000515BI0100001316 | 1 | set | 9232.9 |  |  | Excess(+) | 1 | Full Conversion | INR | [40 empty] | 9232.9 | 9232.9 | INR Nine Thousand Two Hundred & Thirty Two and Paise Ninety Only | 85 | 96.15 | 85 | 10653.1416 | 8002
205 | Supply & Fixing 415V 63A TPN (LT) switch in suitable SS enclosure with HRC fuses on LS & NL on angle iron frame on wall incl. earthing attachment.(Pwd page-D3 Item no. 4 (a) for barrack 1ST FL | BI01010001010000000000000515BI0100001317 | 1 | set | 4767.6 |  |  | Excess(+) | 1 | Full Conversion | INR | [40 empty] | 4767.6 | 4767.6 | INR Four Thousand Seven Hundred & Sixty Seven and Paise Sixty Only | 85 | 96.15 | 85 | 5500.9713 | 4132
206 | Supplying & fixing 415V 315A sheet metal (16 SWG) Iron Clad Busbar chambers of on angle iron frame on wall, incl. earthing attachment and painting as required ( CU. BAR BOX-500 X 150 MM. CU BAR- 40 X 4MM(4 BAR)(Pwd page-D13 Item no. 19 (b) | BI01010001010000000000000515BI0100001318 | 0.8 | mtr | 6251.42 |  |  | Excess(+) | 1 | Full Conversion | INR | [40 empty] | 5001.14 | 5001.14 | INR Five Thousand &One and Paise Fourteen Only | 85 | 96.15 | 68 | 7213.0384 | 5418
207 | Supply & Fixing 415V 125A Four pole on load change over switch in suitable SS enclosure (Make L&T) on angle iron frame on wall incl. earthing attachment.(Pwd page-D2 Item no. 3 (a)) | BI01010001010000000000000515BI0100001319 | 1 | set | 9885.96 |  |  | Excess(+) | 1 | Full Conversion | INR | [40 empty] | 9885.96 | 9885.96 | INR Nine Thousand Eight Hundred & Eighty Five and Paise Ninety Six Only | 85 | 96.15 | 85 | 11406.6579 | 8568
208 | Supply & Fixing 415V 32 A TPN (LT) switch in suitable SS enclosure with HRC fuses on LS & NL on angle iron frame on wall incl. earthing attachment.(pump )(Pwd page-D3 Item no. 4 (a) | BI01010001010000000000000515BI0100001320 | 1 | set | 3651.85 |  |  | Excess(+) | 1 | Full Conversion | INR | [40 empty] | 3651.85 | 3651.85 | INR Three Thousand Six Hundred & Fifty One and Paise Eighty Five Only | 85 | 96.15 | 85 | 4213.5922 | 3165
209 | supplying and fixing sheet steel main switches on 240 V DP fuse on L & N 32 A (make- havells)(Pwd page-D1 Item no.1(a)(out side ) | BI01010001010000000000000515BI0100001321 | 1 | set | 1473.43 |  |  | Excess(+) | 1 | Full Conversion | INR | [40 empty] | 1473.43 | 1473.43 | INR One Thousand Four Hundred & Seventy Three and Paise Forty Three Only | 85 | 96.15 | 85 | 1700.0789 | 1277
210 | Supply & fixing of 240V 32A DP MCB (Legrand) in DP SS enclosure (Legrand) incl earthing attachment. ( FOR ROOF LIGHTING and AC )(Pwd page-D6,9 Item no.7;11) | BI01010001010000000000000515BI0100001322 | 3 | set | 941.52 |  |  | Excess(+) | 1 | Full Conversion | INR | [40 empty] | 2824.56 | 2824.56 | INR Two Thousand Eight Hundred & Twenty Four and Paise Fifty Six Only | 85 | 96.15 | 255 | 1086.3484 | 816
211 | Supply & fixing 4- way double door Horizontal TPNMCB DB (legrand cat no - 607715) concealed in wall incl inter connection with suitable copper wire, neutral link & earthing attachment comprising of the followings (All Legrand)(Pwd page-D 6;5 Item no. 7;6) a) 100A four pole MCB isolater --- 1 no b) 16 to 32A (as reqd.) SP MCB --- 12 nos | BI01010001010000000000000515BI0100001323 | 1 | set | 6989.87 |  |  | Excess(+) | 1 | Full Conversion | INR | [40 empty] | 6989.87 | 6989.87 | INR Six Thousand Nine Hundred & Eighty Nine and Paise Eighty Seven Only | 85 | 96.15 | 85 | 8065.0798 | 6058
212 | Supply & fixing 4- way double door Horizontal TPNMCB DB (legrand cat no - 607715) concealed in wall incl inter connection with suitable copper wire, neutral link & earthing attachment comprising of the followings (All Legrand)(Pwd page-D 6;5 Item no. 7;6) a) 63A four pole MCB isolater --- 1 no b) 16 to 32A (as reqd.) SP MCB --- 12 nos | BI01010001010000000000000515BI0100001324 | 1 | set | 6895.25 |  |  | Excess(+) | 1 | Full Conversion | INR | [40 empty] | 6895.25 | 6895.25 | INR Six Thousand Eight Hundred & Ninety Five and Paise Twenty Five Only | 85 | 96.15 | 85 | 7955.9049 | 5976
213 | Supply & Fixing (2+8) way SPN MCBDB (Legrand cat no- 607711) with IP-42/43 protection Concealed in wall & mending good the damages to original finish incl. Interconnection with suitable copper wire & nuetral link incl. earthing attachment comprising with the following (All Legrand):(Pwd page-D 6;9 Item no. 7,13) a) 40A DP MCB isolator & necy. connection --- 1 no b) 6 to 16A SP MCB as required breaking capacity 10KA & C characteristic ---- 8 nos ( 2 nos g.f,1 no 1st f. 1no out side barrack) | BI01010001010000000000000515BI0100001325 | 4 | set | 3860.7 |  |  | Excess(+) | 1 | Full Conversion | INR | [40 empty] | 15442.8 | 15442.8 | INR Fifteen Thousand Four Hundred & Forty Two and Paise Eighty Only | 85 | 96.15 | 340 | 4454.5683 | 3346
214 | Supply & Fixing (2+12) way SPN MCBDB (Legrand cat no- 607712) with IP-42/43 protection Concealed in wall & mending good the damages to original finish incl. Interconnection with suitable copper wire & nuetral link incl. earthing attachment comprising with the following (All Legrand):(Pwd page-D 6;9 Item no. 7,13)(for big barrack) a) 63A DP MCB isolator & necy. connection --- 1 no b) 6 to 25A SP MCB as required breaking capacity 10KA & C characteristic ---- 12 nos | BI01010001010000000000000515BI0100001326 | 1 | set | 5188.75 |  |  | Excess(+) | 1 | Full Conversion | INR | [40 empty] | 5188.75 | 5188.75 | INR Five Thousand One Hundred & Eighty Eight and Paise Seventy Five Only | 85 | 96.15 | 85 | 5986.9043 | 4497
215 | Laying of the following Alu. armoured cable in underground trench 460 mm wide x 760 mm average depth, with brick protection on the top of the cable with 8 (eight) Nos. bricks per metre, including filling the space between the brick & cable and also the trench with shifted soil, leveling up and restoring surface duly rammed(Pwd page-F2 Item no. 1 (a) 4 x 50 sq mm | BI01010001010000000000000515BI0100001327 | 8 | mtr | 198.46 |  |  | Excess(+) | 1 | Full Conversion | INR | [40 empty] | 1587.68 | 1587.68 | INR One Thousand Five Hundred & Eighty Seven and Paise Sixty Eight Only | 85 | 96.15 | 680 | 228.9879 | 172
216 | Laying of the following Alu. armoured cable in underground trench 460 mm wide x 760 mm average depth, with brick protection on the top of the cable with 8 (eight) Nos. bricks per metre, including filling the space between the brick & cable and also the trench with shifted soil, leveling up and restoring surface duly rammed(Pwd page-F2 Item no. 1 (a) 4 x 16 sq mm (busbar to tpn ) | BI01010001010000000000000515BI0100001328 | 5 | mtr | 186.92 |  |  | Excess(+) | 1 | Full Conversion | INR | [40 empty] | 934.6 | 934.6 | INR Nine Hundred & Thirty Four and Paise Sixty Only | 85 | 96.15 | 425 | 215.6728 | 162
217 | Laying of the following Alu. armoured cable in underground trench 460 mm wide x 760 mm average depth, with brick protection on the top of the cable with 8 (eight) Nos. bricks per metre, including filling the space between the brick & cable and also the trench with shifted soil, leveling up and restoring surface duly rammed(Pwd page-F2 Item no. 1 (a) 2 x 6 sq mm | BI01010001010000000000000515BI0100001329 | 120 | mtr | 186.92 |  |  | Excess(+) | 1 | Full Conversion | INR | [40 empty] | 22430.4 | 22430.4 | INR Twenty Two Thousand Four Hundred & Thirty and Paise Forty Only | 85 | 96.15 | 10200 | 215.6728 | 162
218 | Laying of the following XLPE Al armoured cable after cutting floor /pavement / wall and making holes incl, embedding tha cable at an average depth as below & mending good the damages to original finish:-(Pwd page-F 3 Item no. 5) 4x 16 sq mm (busbar to tpn) | BI01010001010000000000000515BI0100001330 | 30 | mtr | 146.54 |  |  | Excess(+) | 1 | Full Conversion | INR | [40 empty] | 4396.2 | 4396.2 | INR Four Thousand Three Hundred & Ninety Six and Paise Twenty Only | 85 | 96.15 | 2550 | 169.0814 | 127
219 | Laying of the following XLPE Al armoured cable after cutting floor /pavement / wall and making holes incl, embedding tha cable at an average depth as below & mending good the damages to original finish:-(Pwd page-F 3 Item no. 5) 2 x6 sq mm | BI01010001010000000000000515BI0100001331 | 40 | mtr | 146.54 |  |  | Excess(+) | 1 | Full Conversion | INR | [40 empty] | 5861.6 | 5861.6 | INR Five Thousand Eight Hundred & Sixty One and Paise Sixty Only | 85 | 96.15 | 3400 | 169.0814 | 127
220 | Supply & laying medium gauge G.I.Pipe(ISI-Medium) for cable protection (Pwd page-F6 Item no. 11 40 mm dia | BI01010001010000000000000515BI0100001332 | 5 | mtr | 283.84 |  |  | Excess(+) | 1 | Full Conversion | INR | [40 empty] | 1419.2 | 1419.2 | INR One Thousand Four Hundred & Nineteen and Paise Twenty Only | 85 | 96.15 | 425 | 327.5014 | 246
221 | Supply & laying medium gauge G.I.Pipe(ISI-Medium) for cable protection (Pwd page-F6 Item no. 11 80 mm dia | BI01010001010000000000000515BI0100001333 | 5 | mtr | 610.37 |  |  | Excess(+) | 1 | Full Conversion | INR | [40 empty] | 3051.85 | 3051.85 | INR Three Thousand &Fifty One and Paise Eighty Five Only | 85 | 96.15 | 425 | 704.2596 | 529
222 | Supply & fixing compression type gland with brass gland brass ring incl. socketing the ends off by crimping method incl. S/F solderless socket (Dowels make) & jointing ,materials etc. Of the following XLPE/A cable:(Pwd page-F 4;5 Item no.7;8) 4 x 50 sq mm | BI01010001010000000000000515BI0100001334 | 2 | set | 468.45 |  |  | Excess(+) | 1 | Full Conversion | INR | [40 empty] | 936.9 | 936.9 | INR Nine Hundred & Thirty Six and Paise Ninety Only | 85 | 96.15 | 170 | 540.5089 | 406
223 | Supply & fixing compression type gland with brass gland brass ring incl. socketing the ends off by crimping method incl. S/F solderless socket (Dowels make) & jointing ,materials etc. Of the following XLPE/A cable:(Pwd page-F 4;5 Item no.7;8) 4 x 16 sq mm | BI01010001010000000000000515BI0100001335 | 4 | set | 261.92 |  |  | Excess(+) | 1 | Full Conversion | INR | [40 empty] | 1047.68 | 1047.68 | INR One Thousand &Forty Seven and Paise Sixty Eight Only | 85 | 96.15 | 340 | 302.2096 | 227
224 | Supply & fixing compression type gland with brass gland brass ring incl. socketing the ends off by crimping method incl. S/F solderless socket (Dowels make) & jointing ,materials etc. Of the following XLPE/A cable:(Pwd page-F 4;5 Item no.7;8) 2 x 6 sq mm | BI01010001010000000000000515BI0100001336 | 8 | set | 115.38 |  |  | Excess(+) | 1 | Full Conversion | INR | [40 empty] | 923.04 | 923.04 | INR Nine Hundred & Twenty Three and Paise Four Only | 85 | 96.15 | 680 | 133.1282 | 100
225 | Supply & drawing of 1.1 Kv grade single core stranded 'FR' Pvc insulated & unsheathed copper wire (brand appr by EIC) of the following sizes through alkathene pipe recessed in wall. (Pwd page-E9 Item no. 1) 2x4+1x2.5 sq mm though 25mm Alka Pipe(SPNDB ) | BI01010001010000000000000515BI0100001337 | 30 | mtr | 198.46 |  |  | Excess(+) | 1 | Full Conversion | INR | [40 empty] | 5953.8 | 5953.8 | INR Five Thousand Nine Hundred & Fifty Three and Paise Eighty Only | 85 | 96.15 | 2550 | 228.9879 | 172
226 | Supply & drawing of 1.1 Kv grade single core stranded 'FR' Pvc insulated & unsheathed copper wire (brand appr by EIC) of the following sizes through alkathene pipe recessed in wall. (Pwd page-E9 Item no. 1) 2x2.5+1x1.5 sqmm through 19mm Alka.pipe ( P/P) | BI01010001010000000000000515BI0100001338 | 70 | mtr | 147.69 |  |  | Excess(+) | 1 | Full Conversion | INR | [40 empty] | 10338.3 | 10338.3 | INR Ten Thousand Three Hundred & Thirty Eight and Paise Thirty Only | 85 | 96.15 | 5950 | 170.4083 | 128
227 | Supply & drawing of 1.1 Kv grade single core stranded 'FR' Pvc insulated & unsheathed copper wire (brand appr by EIC) of the following sizes through alkathene pipe recessed in wall. (Pwd page-E9 Item no. 1) 3x1.5 sq mm through 19mm Alkathene pipe | BI01010001010000000000000515BI0100001339 | 20 | mtr | 128.07 |  |  | Excess(+) | 1 | Full Conversion | INR | [40 empty] | 2561.4 | 2561.4 | INR Two Thousand Five Hundred & Sixty One and Paise Forty Only | 85 | 96.15 | 1700 | 147.7702 | 111
228 | Distribution wiring in 1.1 KV grade 2x22/0.3 (1.5 sqmm) single core stranded 'FR' PVC insulated & unsheathed copper wire with 1x22/0.3 (1.5 sqmm) single core stranded 'FR' PVC insulated & unsheathed copper wire (Brand approved by EIC) for ECC in 19 mm bore, 3 mm thick polythene pipe complete with all accessories embedded in wall for horizontal & vertical runs and in suitable size PVC casing-capping (Precision make) for ceiling portion only, incl. necy. fittings etc. to light/fan/call bell point with Modular type switch (Brand approved by EIC) fixed on Modular GI switch board with top cover plate and 2 no. suitable size “Ph & N” copper bar & earthing attachment flushed in wall incl. mending good damages to original finish [only PVC casing-capping on ceiling and remaining portion concealed] (AVG run 8 mtr)(Pwd page-E23 Item no.8) | BI01010001010000000000000515BI0100001340 | 42 | Pts | 1209.21 |  |  | Excess(+) | 1 | Full Conversion | INR | [40 empty] | 50786.82 | 50786.82 | INR Fifty Thousand Seven Hundred & Eighty Six and Paise Eighty Two Only | 85 | 96.15 | 3570 | 1395.2155 | 1048
229 | Distribution wiring in 1.1 KV grade 3 x 1.5 sq mm single core stranded 'FR' PVC insulated & unsheathed copper wire (brand approved by EIC) in 19mm bore, 3mm thickpolythene pipe complete with all accessories embedded in wall to 240 V 6A 5 pin plug point incl. S&F 240V 6A 3 pin modular type plug socket & modular type switch(Brand appr. by EIC) incl. S&F earth continuity wire fixed on 4 module GI switch board with 3/4 module top cover plate flushed in wall incl mending good damage to original finish. (on board)(Pwd page-E20 Item no.3) | BI01010001010000000000000515BI0100001341 | 8 | Pts | 287.3 |  |  | Excess(+) | 1 | Full Conversion | INR | [40 empty] | 2298.4 | 2298.4 | INR Two Thousand Two Hundred & Ninety Eight and Paise Forty Only | 85 | 96.15 | 680 | 331.4936 | 249
230 | Distribution wiring in 1.1 KV grade 3 x 1.5 sq mm single core stranded 'FR' PVC insulated & unsheathed copper wire (brand approved by EIC) in 19mm bore, 3mm thickpolythene pipe complete with all accessories embedded in wall to 240 V 6A 5 pin plug point incl. S&F 240V 6A 3 pin modular type plug socket & modular type switch(Brand appr. by EIC) incl. S&F earth continuity wire fixed on 4 module GI switch board with 3/4 module top cover plate flushed in wall incl mending good damage to original finish. (Ave run 4.5 mtr)(Pwd page-E20 Item no.3) | BI01010001010000000000000515BI0100001342 | 5 | Pts | 1082.29 |  |  | Excess(+) | 1 | Full Conversion | INR | [40 empty] | 5411.45 | 5411.45 | INR Five Thousand Four Hundred & Eleven and Paise Forty Five Only | 85 | 96.15 | 425 | 1248.7722 | 938
231 | Distribution wiring in 1.1 KV grade 2x22/0.3 (1.5 sqmm) single core stranded 'FR' PVC insulated & unsheathed copper wire with 1x22/0.3 (1.5 sqmm) single core stranded 'FR' PVC insulated & unsheathed copper wire (approved make) for ECC in 19 mm bore, 3 mm thick polythene pipe complete with all accessories embedded in wall for horizontal & vertical runs and in suitable size PVC casing-capping (Precision make) for ceiling portion only, incl. necy. PVC clips, fittings etc. to light/fan/call bell point with piano key type switch (Anchor make) fixed on sheet steel fabricated switch board with Perspex/bakelite top cover on wall incl. necy. connections and making earthing attachment and mending good damages to building works [only PVC casing-capping on ceiling and remaining portion concealed] avg run 5 mtr .(Pwd page-E 13 Item no.9) | BI01010001010000000000000515BI0100001343 | 75 | Pts | 853.83 |  |  | Excess(+) | 1 | Full Conversion | INR | [40 empty] | 64037.25 | 64037.25 | INR Sixty Four Thousand &Thirty Seven and Paise Twenty Five Only | 85 | 96.15 | 6375 | 985.1695 | 740
232 | Distribution wiring in 1.1 KV grade 3X1.5 Sqmm. Single core standed "FR" PVC insulated copper wire (approved value) in 19 mm bore , 3 mm thick Polythene Pipe complete with all accessories embeded in wall to 240V 6A 5 pin plug point including S/F 240 V 6A 3 pin flush type plug socket & piano key type switch (Anchor) including S/F earth continuty wire fixed on sheet metal (16 SWG) switch board with bakelite top cover (3 mm thick) flushed in wall including mending good damages do original finish .(Pwd page-E 10 Item no.4(a) on board | BI01010001010000000000000515BI0100001344 | 8 | Pts | 87.69 |  |  | Excess(+) | 1 | Full Conversion | INR | [40 empty] | 701.52 | 701.52 | INR Seven Hundred & One and Paise Fifty Two Only | 85 | 96.15 | 680 | 101.1788 | 76
233 | Distribution wiring in 1.1 KV grade 3X1.5 Sqmm. Single core standed "FR" PVC insulated copper wire (approved value) in 19 mm bore , 3 mm thick Polythene Pipe complete with all accessories embeded in wall to 240V 6A 5 pin plug point including S/F 240 V 6A 3 pin flush type plug socket & piano key type switch (Anchor) including S/F earth continuty wire fixed on sheet metal (16 SWG) switch board with bakelite top cover (3 mm thick) flushed in wall including mending good damages do original finish .(Pwd page-E 10 Item no.4(a) Avg run 4.5 mtr | BI01010001010000000000000515BI0100001345 | 16 | Pts | 789.22 |  |  | Excess(+) | 1 | Full Conversion | INR | [40 empty] | 12627.52 | 12627.52 | INR Twelve Thousand Six Hundred & Twenty Seven and Paise Fifty Two Only | 85 | 96.15 | 1360 | 910.621 | 684
234 | Supply & fixing 240V 20A piano key type switch & 6/16A 6 pin socket (Anchor) on sheet metal box (150 X 100 X65 mm) with bakelite top cover embeded in wall including earthing attachment (P/P)(Pwd page-E6 Item no.22) | BI01010001010000000000000515BI0100001346 | 2 | sets | 331.15 |  |  | Excess(+) | 1 | Full Conversion | INR | [40 empty] | 662.3 | 662.3 | INR Six Hundred & Sixty Two and Paise Thirty Only | 85 | 96.15 | 170 | 382.0888 | 287
235 | Supply & fixing of Modular type computer plug board of 8module GI box with cover plate recessed in wall comprising of the following(All cabtree): a) 16A socket ---1 set b) 16 a switch --- 2 set b) 6A socket --- 2 sets | BI01010001010000000000000515BI0100001347 | 6 | set | 1120.36 |  |  | Excess(+) | 1 | Full Conversion | INR | [40 empty] | 6722.16 | 6722.16 | INR Six Thousand Seven Hundred & Twenty Two and Paise Sixteen Only | 85 | 96.15 | 510 | 1292.6983 | 971
236 | Supply & Fixing 240 V, 25 A, Modular type starter (Brand approved by EIC) with 25A Modular switch type DP MCB (CCurve) and 4 Module GI Modular type switch board with 4 Module top cover plate flushed in wall incl. S&F switch board and cover plate and making necy. connections with PVC Cu wire and earth continuity wire etc(Pwd page-E19 Item no.17) | BI01010001010000000000000515BI0100001348 | 2 | set | 904.6 |  |  | Excess(+) | 1 | Full Conversion | INR | [40 empty] | 1809.2 | 1809.2 | INR One Thousand Eight Hundred & Nine and Paise Twenty Only | 85 | 96.15 | 170 | 1043.7492 | 784
237 | Supply & Fixing 240 V, 25 A, 3 pin Modular type plug socket (Brand approved by EIC), without plug top and switch with 2 Module GI Modular type switch board with top cover plate flushed in wall and making necy. connections with PVC Cu wire and earth continuity wirE (AC &GEYSER)(Pwd page-E17 Item no.5(a) | BI01010001010000000000000515BI0100001349 | 2 | set | 225 |  |  | Excess(+) | 1 | Full Conversion | INR | [40 empty] | 450 | 450 | INR Four Hundred & Fifty Only | 85 | 96.15 | 170 | 259.6104 | 195
238 | Supply & fixing of Modular type 16A 3 pin modular type plug socket (Brand approved by EIC) with 16 A Modular type switch without plug top on of 4 module GI box with cover plate recessed in wall comprising of the following (All cabtree): (Pwd page-E18 Item no.9(b) a) 16A switch ---1 set b)16A socket - - 1 set | BI01010001010000000000000515BI0100001350 | 2 | set | 526.14 |  |  | Excess(+) | 1 | Full Conversion | INR | [40 empty] | 1052.28 | 1052.28 | INR One Thousand &Fifty Two and Paise Twenty Eight Only | 85 | 96.15 | 170 | 607.073 | 456
239 | Supplying & Fixing GI Modular Switch Board of the following sizes complete with three no. suitable size Copper bar with holes (for Ph, N & E) fixed on bakelite/Hard Rubber insulator over the MS welded chairs incl. top cover flushed in wall for housing the board after cutting the brick wall incl. making earthing attachment, painting and mending good damages to building works( PWD page E-17 Item no.1) 4 module box | BI01010001010000000000000515BI0100001351 | 4 | set | 301.15 |  |  | Excess(+) | 1 | Full Conversion | INR | [40 empty] | 1204.6 | 1204.6 | INR One Thousand Two Hundred & Four and Paise Sixty Only | 85 | 96.15 | 340 | 347.4741 | 261
240 | Supplying & Fixing GI Modular Switch Board of the following sizes complete with three no. suitable size Copper bar with holes (for Ph, N & E) fixed on bakelite/Hard Rubber insulator over the MS welded chairs incl. top cover flushed in wall for housing the board after cutting the brick wall incl. making earthing attachment, painting and mending good damages to building works( PWD page E-17 Item no.1) 8 module box | BI01010001010000000000000515BI0100001352 | 4 | set | 468.45 |  |  | Excess(+) | 1 | Full Conversion | INR | [40 empty] | 1873.8 | 1873.8 | INR One Thousand Eight Hundred & Seventy Three and Paise Eighty Only | 85 | 96.15 | 340 | 540.5089 | 406
241 | Supplying & Fixing GI Modular Switch Board of the following sizes complete with three no. suitable size Copper bar with holes (for Ph, N & E) fixed on bakelite/Hard Rubber insulator over the MS welded chairs incl. top cover flushed in wall for housing the board after cutting the brick wall incl. making earthing attachment, painting and mending good damages to building works( PWD page E-17 Item no.1) 12 module box | BI01010001010000000000000515BI0100001353 | 2 | set | 603.45 |  |  | Excess(+) | 1 | Full Conversion | INR | [40 empty] | 1206.9 | 1206.9 | INR One Thousand Two Hundred & Six and Paise Ninety Only | 85 | 96.15 | 170 | 696.2751 | 523
242 | Supplying and fixing PVC Rigid Conduit 'FR' [Precision Make] on wall, ceiling with saddles and other accessories as required and mending good damages to building works(PWD page E-16 Item no.7) 20mm size | BI01010001010000000000000515BI0100001354 | 80 | mtr | 58.85 |  |  | Excess(+) | 1 | Full Conversion | INR | [40 empty] | 4708 | 4708 | INR Four Thousand Seven Hundred & Eight Only | 85 | 96.15 | 6800 | 67.9025 | 51
243 | Supplying and fixing PVC Rigid Conduit 'FR' [Precision Make] on wall, ceiling with saddles and other accessories as required and mending good damages to building works(PWD page E-16 Item no.7) 25 mm size | BI01010001010000000000000515BI0100001355 | 40 | mtr | 79.61 |  |  | Excess(+) | 1 | Full Conversion | INR | [40 empty] | 3184.4 | 3184.4 | INR Three Thousand One Hundred & Eighty Four and Paise Forty Only | 85 | 96.15 | 3400 | 91.8559 | 69
244 | Cutting Channel of size (40 mm x 40 mm) on masonry wall by Electric operated cutting machine incl. supplying & fixing heavy gauge 19 mm, 3 mm thick Polythene pipe by means of anchoring chemical (Hilti/Sika) and GI 'U' hooks of 8 SWG incl. supplying and drawing 18 SWG GI wire as Fish wire and mending good damages to original finish by using own tools and tackles(Pwd page-E 3 Item no.6,7) 19 mm dia 3mm thick polythene pipe without earth continuity wire | BI01010001010000000000000515BI0100001356 | 100 | mtr | 72.69 |  |  | Excess(+) | 1 | Full Conversion | INR | [40 empty] | 7269 | 7269 | INR Seven Thousand Two Hundred & Sixty Nine Only | 85 | 96.15 | 8500 | 83.8715 | 63
245 | Cutting Channel of size (40 mm x 40 mm) on masonry wall by Electric operated cutting machine incl. supplying & fixing heavy gauge 19 mm, 3 mm thick Polythene pipe by means of anchoring chemical (Hilti/Sika) and GI 'U' hooks of 8 SWG incl. supplying and drawing 18 SWG GI wire as Fish wire and mending good damages to original finish by using own tools and tackles(Pwd page-E 3 Item no.6,7) 25 mm dia 3mm thick polythene pipe without earth continuity wire | BI01010001010000000000000515BI0100001357 | 120 | mtr | 88.84 |  |  | Excess(+) | 1 | Full Conversion | INR | [40 empty] | 10660.8 | 10660.8 | INR Ten Thousand Six Hundred & Sixty and Paise Eighty Only | 85 | 96.15 | 10200 | 102.5057 | 77
246 | Fixing only singal / twin fluorescent light complete with all accessories directly on wall/ceilinh/HW round block and suitable size of MS fastener,ceiling plate, nipples etc. as required(Pwd page-C 2 Item no.14(D) | BI01010001010000000000000515BI0100001358 | 64 | set | 185.77 |  |  | Excess(+) | 1 | Full Conversion | INR | [40 empty] | 11889.28 | 11889.28 | INR Eleven Thousand Eight Hundred & Eighty Nine and Paise Twenty Eight Only | 85 | 96.15 | 5440 | 214.3459 | 161
247 | Supply & Fixing louver AL shutter on wall with necy. bolts & nuts (6 mm dia x 62 mm long) as following diameter(Pwd page-D14 Item no.32(a) 9" Exhaust fan(23cm) | BI01010001010000000000000515BI0100001359 | 9 | each | 175.38 |  |  | Excess(+) | 1 | Full Conversion | INR | [40 empty] | 1578.42 | 1578.42 | INR One Thousand Five Hundred & Seventy Eight and Paise Forty Two Only | 85 | 96.15 | 765 | 202.3577 | 152
248 | Fixing only exhaust fan after making hole in wall and making good damages and smooth cement finish etc. as practicable as possible and providing necy. length of PVC insulated wire and making connection for exhaust of following diameter:(Pwd page-c4 Item no.28) 9" Exhaust fan(23cm) | BI01010001010000000000000515BI0100001360 | 9 | each | 284.99 |  |  | Excess(+) | 1 | Full Conversion | INR | [40 empty] | 2564.91 | 2564.91 | INR Two Thousand Five Hundred & Sixty Four and Paise Ninety One Only | 85 | 96.15 | 765 | 328.8283 | 247
249 | Supply & Fixing Socket type fan regulator (Step type)(Brand approved by EIC) on existing sheet metal switch board with bakelite/perspex top cover by screw after making housing for regulator knob by cutting bakelite/ perspex top cover incl. making necy. connections etc.(Pwd page-E6 Item no.18(a) | BI01010001010000000000000515BI0100001361 | 28 | Set | 272.3 |  |  | Excess(+) | 1 | Full Conversion | INR | [40 empty] | 7624.4 | 7624.4 | INR Seven Thousand Six Hundred & Twenty Four and Paise Forty Only | 85 | 96.15 | 2380 | 314.1863 | 236
250 | Supply & Fixing 240V, Modular Socket (2 Module) type fan regulator (Step type) (Brand approved by EIC) on existing Modular GI switch board with top cover plate incl. making necy. connections etc.(Pwd page-E18 Item no.10) | BI01010001010000000000000515BI0100001362 | 12 | each | 446.53 |  |  | Excess(+) | 1 | Full Conversion | INR | [40 empty] | 5358.36 | 5358.36 | INR Five Thousand Three Hundred & Fifty Eight and Paise Thirty Six Only | 85 | 96.15 | 1020 | 515.217 | 387
251 | Supplying & Fixing 240 V AC/DC superior type Multitune (min 10 nos. tune) Call Bell (Anchor) with selector switch for single/Multi Tunes mode, Battery operated on HW board incl. S&F HW board.(Pwd page-D 13 Item no.20(c) | BI01010001010000000000000515BI0100001363 | 1 | each | 339.22 |  |  | Excess(+) | 1 | Full Conversion | INR | [40 empty] | 339.22 | 339.22 | INR Three Hundred & Thirty Nine and Paise Twenty Two Only | 85 | 96.15 | 85 | 391.4002 | 294
252 | Earthing the the Installation by 50 mm dia G.I. Pipe (ISI -M) 3.64 mtr long & 1x4 SWG G.I.(Hot dip) wire (4 mtr long) with suitable nuts, bolts & washer etc. Incl S/F 15 mm dia GI protection pipe (1 mtr long) to be filled with bitumen partly under ground level & partly under ground level driven to an depth of 3.65 mtr below the ground level. .(Pwd page-G 1 Item no.2(a) | BI01010001010000000000000515BI0100001364 | 4 | set | 1579.59 |  |  | Excess(+) | 1 | Full Conversion | INR | [40 empty] | 6318.36 | 6318.36 | INR Six Thousand Three Hundred & Eighteen and Paise Thirty Six Only | 85 | 96.15 | 340 | 1822.5689 | 1369
253 | S & F earth busbar of galvanized (Hot Dip) MS flat 25mm x 6 mm on wall having clearance of 6 mm from wall including providing drilled holes on the busbar complete with GI bolts, nuts, washers, spacing insulators etc. as required (Pwd page-G 2 Item no.4(a) | BI01010001010000000000000515BI0100001365 | 1 | mtr | 180 |  |  | Excess(+) | 1 | Full Conversion | INR | [40 empty] | 180 | 180 | INR One Hundred & Eighty Only | 85 | 96.15 | 85 | 207.6883 | 156
254 | S&F GI waterproof type looping cable box size 200x15x100 mm deep having 4 mm thick comprising of one 250 v 15 A kit-kat fuse unit, one NL on procelain insulator. One compression type brass cable gland for upto 2 core 16 sqmm PVC/A cable and having lined with rubber gasketted GI top cover with brass machane screws etc. earthing terminal with lug, on steel tubular pole near base, including S&F 40x6 mm thick. MS claps with bolts, nuts etc. including painting with anticorrosive paint(Pwd page-H 5 Item no.5) | BI01010001010000000000000515BI0100001366 | 6 | each | 528.45 |  |  | Excess(+) | 1 | Full Conversion | INR | [40 empty] | 3170.7 | 3170.7 | INR Three Thousand One Hundred & Seventy and Paise Seventy Only | 85 | 96.15 | 510 | 609.7383 | 458
255 | Fixing only outdoor / street light type light fitting complete with all accessories to be fixed/projected from the wall of the building incl. making holes to building, S&F 40 mm dia GI pipe (ISI-Medium) 1.50 mts. average length, with GI socket at one end and thread at the other end & suitable bend to house the fitting & making necy. connections with S&F necy. length of 1.5 sqmm PVC insulated single core stranded annealed copper wire and making connections as required and mending good damages to wall and painting(Pwd page-C3 Item no.19) | BI01010001010000000000000515BI0100001367 | 6 | each | 833.06 |  |  | Excess(+) | 1 | Full Conversion | INR | [40 empty] | 4998.36 | 4998.36 | INR Four Thousand Nine Hundred & Ninety Eight and Paise Thirty Six Only | 85 | 96.15 | 510 | 961.2046 | 722
256 | Electrical Non Scheduled Item Supply & delevery of 1.1 Kv grade XLPE Aluminium armoured cable(make Brand approved by EIC) 4 x 50 sq mm | BI01010001010000000000000515BI0100001368 | 8 | mtr | 371.68 |  |  | Excess(+) | 1 | Full Conversion | INR | [40 empty] | 2973.44 | 2973.44 | INR Two Thousand Nine Hundred & Seventy Three and Paise Forty Four Only | 85 | 96.15 | 680 | 375.3968 | 368
257 | Supply & delevery of 1.1 Kv grade XLPE Aluminium armoured cable(make Brand approved by EIC) 4 x 16 sq mm | BI01010001010000000000000515BI0100001369 | 35 | mtr | 163.62 |  |  | Excess(+) | 1 | Full Conversion | INR | [40 empty] | 5726.7 | 5726.7 | INR Five Thousand Seven Hundred & Twenty Six and Paise Seventy Only | 85 | 96.15 | 2975 | 165.2562 | 162
258 | Supply & delevery of 1.1 Kv grade XLPE Aluminium armoured cable(make Brand approved by EIC) 2 x 6 sq mm | BI01010001010000000000000515BI0100001370 | 160 | mtr | 69.69 |  |  | Excess(+) | 1 | Full Conversion | INR | [40 empty] | 11150.4 | 11150.4 | INR Eleven Thousand One Hundred & Fifty and Paise Forty Only | 85 | 96.15 | 13600 | 70.3869 | 69
259 | Supply of Ceiling Fan(make orient new brize /usha striket plus) complete with all acessaries copper flex wire. 1200mm sweep | BI01010001010000000000000515BI0100001371 | 22 | set | 2057.37 |  |  | Excess(+) | 1 | Full Conversion | INR | [40 empty] | 45262.14 | 45262.14 | INR Forty Five Thousand Two Hundred & Sixty Two and Paise Fourteen Only | 85 | 96.15 | 1870 | 2077.9437 | 2037
260 | Supply of the following Heavy duty Exhaust Fan mening good the damages make(make- EPC / Orinet ) 9" Exhaust fan(230 mm) | BI01010001010000000000000515BI0100001372 | 9 | set | 1609.94 |  |  | Excess(+) | 1 | Full Conversion | INR | [40 empty] | 14489.46 | 14489.46 | INR Fourteen Thousand Four Hundred & Eighty Nine and Paise Forty Six Only | 85 | 96.15 | 765 | 1626.0394 | 1594
261 | S/F 5w LED Lamp (make -crompton / philips) on batten light on round block on wall / ceiling | BI01010001010000000000000515BI0100001373 | 5 | set | 164.63 |  |  | Excess(+) | 1 | Full Conversion | INR | [40 empty] | 823.15 | 823.15 | INR Eight Hundred & Twenty Three and Paise Fifteen Only | 85 | 96.15 | 425 | 166.2763 | 163
262 | Supply & fixing Bulk Head light fitting with LED lamp ( make crompton cat no-LBHE-10-CDL / philips) | BI01010001010000000000000515BI0100001374 | 2 | set | 1314.01 |  |  | Excess(+) | 1 | Full Conversion | INR | [40 empty] | 2628.02 | 2628.02 | INR Two Thousand Six Hundred & Twenty Eight and Paise Two Only | 85 | 96.15 | 170 | 1327.1501 | 1301
263 | Supply of 4' 20W single LED Tube light fittings with mounting rail (make Crompton Cat. No -IGP 131 LT8-16, 1X20w LT8-20-865-2-20W / philips) . | BI01010001010000000000000515BI0100001375 | 40 | set | 907.99 |  |  | Excess(+) | 1 | Full Conversion | INR | [40 empty] | 36319.6 | 36319.6 | INR Thirty Six Thousand Three Hundred & Nineteen and Paise Sixty Only | 85 | 96.15 | 3400 | 917.0699 | 899
264 | Supply of 4' 20W Twin LED Tube light fittings with mounting rail (make Crompton Cat. No -IGP 132 LT8-16, 2X20w LT8-20-865-2-20W / philips) . | BI01010001010000000000000515BI0100001376 | 5 | set | 1554.39 |  |  | Excess(+) | 1 | Full Conversion | INR | [40 empty] | 7771.95 | 7771.95 | INR Seven Thousand Seven Hundred & Seventy One and Paise Ninety Five Only | 85 | 96.15 | 425 | 1569.9339 | 1539
265 | Supply & fixing 72 w LED fitting (Make Ceompton, Cat no. LSTP-72-CDL72 / philips ) | BI01010001010000000000000515BI0100001377 | 6 | set | 6532.68 |  |  | Excess(+) | 1 | Full Conversion | INR | [40 empty] | 39196.08 | 39196.08 | INR Thirty Nine Thousand One Hundred & Ninety Six and Paise Eight Only | 85 | 96.15 | 510 | 6598.0068 | 6468
266 | Supply & fixing 45 w LED fitting (Make Ceompton, Cat no. LSFO-45-CDL45 /philips ) | BI01010001010000000000000515BI0100001378 | 4 | set | 4790.43 |  |  | Excess(+) | 1 | Full Conversion | INR | [40 empty] | 19161.72 | 19161.72 | INR Nineteen Thousand One Hundred & Sixty One and Paise Seventy Two Only | 85 | 96.15 | 340 | 4838.3343 | 4743
267 | Dismenting the existing installation and depositing the dismenting materials to the authority and mending good the damages. | BI01010001010000000000000515BI0100001379 | 1 | item | 2020 |  |  | Excess(+) | 1 | Full Conversion | INR | [40 empty] | 2020 | 2020 | INR Two Thousand &Twenty Only | 85 | 96.15 | 85 | 2040.2 | 2000
268 | FAN REPAIR Takendowen, washing, cleaning including repairing of A.C ceiling Fan, after dismantling part by part cleaning and greasing ball bearing and changing split pin / jum nut/incl.S&F ball bearing / condenser etc. as and when require & incl.Refing the same in position. | BI01010001010000000000000515BI0100001380 | 15 | Item | 151.5 |  |  | Excess(+) | 1 | Full Conversion | INR | [40 empty] | 2272.5 | 2272.5 | INR Two Thousand Two Hundred & Seventy Two and Paise Fifty Only | 85 | 96.15 | 1275 | 153.015 | 150
Total in Figures | [51 empty] | 3235460.14 | 2692179.81 | INR Twenty Six Lakh Ninety Two Thousand One Hundred & Seventy Nine and Paise Eighty One Only | 37426574.91 | 34191114.77 |  | 0.08 | 3235460.22 | 4 | Construction of chamber for 100mm sluice plates | item5 | 10 | Nos
Quoted Rate in Figures |  |  |  | Select | [47 empty] | 0 | 0 | INR Zero Only
Quoted Rate in Words |  | INR Zero Only
Note on K13: gepadmin: 1. If you choose "Full Conversion" then Column BA (AMOUNT) and Column BB (TAXES) BOTH values will be convert based on selected Currency in (Column L). 2. If you choose "Partial Conversion" then Column BA (AMOUNT) only will be converted based on selected currency (Column L) and Column BB (TAXES) value (INR) will be added to the converted values.
Note on K14: gepadmin: 1. If you choose "Full Conversion" then Column BA (AMOUNT) and Column BB (TAXES) BOTH values will be convert based on selected Currency in (Column L). 2. If you choose "Partial Conversion" then Column BA (AMOUNT) only will be converted based on selected currency (Column L) and Column BB (TAXES) value (INR) will be added to the converted values.
Note on K15: gepadmin: 1. If you choose "Full Conversion" then Column BA (AMOUNT) and Column BB (TAXES) BOTH values will be convert based on selected Currency in (Column L). 2. If you choose "Partial Conversion" then Column BA (AMOUNT) only will be converted based on selected currency (Column L) and Column BB (TAXES) value (INR) will be added to the converted values.
Note on K16: gepadmin: 1. If you choose "Full Conversion" then Column BA (AMOUNT) and Column BB (TAXES) BOTH values will be convert based on selected Currency in (Column L). 2. If you choose "Partial Conversion" then Column BA (AMOUNT) only will be converted based on selected currency (Column L) and Column BB (TAXES) value (INR) will be added to the converted values.
Note on K17: gepadmin: 1. If you choose "Full Conversion" then Column BA (AMOUNT) and Column BB (TAXES) BOTH values will be convert based on selected Currency in (Column L). 2. If you choose "Partial Conversion" then Column BA (AMOUNT) only will be converted based on selected currency (Column L) and Column BB (TAXES) value (INR) will be added to the converted values.
Note on K18: gepadmin: 1. If you choose "Full Conversion" then Column BA (AMOUNT) and Column BB (TAXES) BOTH values will be convert based on selected Currency in (Column L). 2. If you choose "Partial Conversion" then Column BA (AMOUNT) only will be converted based on selected currency (Column L) and Column BB (TAXES) value (INR) will be added to the converted values.
Note on K19: gepadmin: 1. If you choose "Full Conversion" then Column BA (AMOUNT) and Column BB (TAXES) BOTH values will be convert based on selected Currency in (Column L). 2. If you choose "Partial Conversion" then Column BA (AMOUNT) only will be converted based on selected currency (Column L) and Column BB (TAXES) value (INR) will be added to the converted values.
Note on K20: gepadmin: 1. If you choose "Full Conversion" then Column BA (AMOUNT) and Column BB (TAXES) BOTH values will be convert based on selected Currency in (Column L). 2. If you choose "Partial Conversion" then Column BA (AMOUNT) only will be converted based on selected currency (Column L) and Column BB (TAXES) value (INR) will be added to the converted values.
Note on K23: gepadmin: 1. If you choose "Full Conversion" then Column BA (AMOUNT) and Column BB (TAXES) BOTH values will be convert based on selected Currency in (Column L). 2. If you choose "Partial Conversion" then Column BA (AMOUNT) only will be converted based on selected currency (Column L) and Column BB (TAXES) value (INR) will be added to the converted values.
Note on K25: gepadmin: 1. If you choose "Full Conversion" then Column BA (AMOUNT) and Column BB (TAXES) BOTH values will be convert based on selected Currency in (Column L). 2. If you choose "Partial Conversion" then Column BA (AMOUNT) only will be converted based on selected currency (Column L) and Column BB (TAXES) value (INR) will be added to the converted values.
Note on K32: gepadmin: 1. If you choose "Full Conversion" then Column BA (AMOUNT) and Column BB (TAXES) BOTH values will be convert based on selected Currency in (Column L). 2. If you choose "Partial Conversion" then Column BA (AMOUNT) only will be converted based on selected currency (Column L) and Column BB (TAXES) value (INR) will be added to the converted values.
Note on K39: gepadmin: 1. If you choose "Full Conversion" then Column BA (AMOUNT) and Column BB (TAXES) BOTH values will be convert based on selected Currency in (Column L). 2. If you choose "Partial Conversion" then Column BA (AMOUNT) only will be converted based on selected currency (Column L) and Column BB (TAXES) value (INR) will be added to the converted values.
Note on K40: gepadmin: 1. If you choose "Full Conversion" then Column BA (AMOUNT) and Column BB (TAXES) BOTH values will be convert based on selected Currency in (Column L). 2. If you choose "Partial Conversion" then Column BA (AMOUNT) only will be converted based on selected currency (Column L) and Column BB (TAXES) value (INR) will be added to the converted values.
Note on K42: gepadmin: 1. If you choose "Full Conversion" then Column BA (AMOUNT) and Column BB (TAXES) BOTH values will be convert based on selected Currency in (Column L). 2. If you choose "Partial Conversion" then Column BA (AMOUNT) only will be converted based on selected currency (Column L) and Column BB (TAXES) value (INR) will be added to the converted values.
Note on K49: gepadmin: 1. If you choose "Full Conversion" then Column BA (AMOUNT) and Column BB (TAXES) BOTH values will be convert based on selected Currency in (Column L). 2. If you choose "Partial Conversion" then Column BA (AMOUNT) only will be converted based on selected currency (Column L) and Column BB (TAXES) value (INR) will be added to the converted values.
Note on K50: gepadmin: 1. If you choose "Full Conversion" then Column BA (AMOUNT) and Column BB (TAXES) BOTH values will be convert based on selected Currency in (Column L). 2. If you choose "Partial Conversion" then Column BA (AMOUNT) only will be converted based on selected currency (Column L) and Column BB (TAXES) value (INR) will be added to the converted values.
Note on K51: gepadmin: 1. If you choose "Full Conversion" then Column BA (AMOUNT) and Column BB (TAXES) BOTH values will be convert based on selected Currency in (Column L). 2. If you choose "Partial Conversion" then Column BA (AMOUNT) only will be converted based on selected currency (Column L) and Column BB (TAXES) value (INR) will be added to the converted values.
Note on K52: gepadmin: 1. If you choose "Full Conversion" then Column BA (AMOUNT) and Column BB (TAXES) BOTH values will be convert based on selected Currency in (Column L). 2. If you choose "Partial Conversion" then Column BA (AMOUNT) only will be converted based on selected currency (Column L) and Column BB (TAXES) value (INR) will be added to the converted values.
Note on K54: gepadmin: 1. If you choose "Full Conversion" then Column BA (AMOUNT) and Column BB (TAXES) BOTH values will be convert based on selected Currency in (Column L). 2. If you choose "Partial Conversion" then Column BA (AMOUNT) only will be converted based on selected currency (Column L) and Column BB (TAXES) value (INR) will be added to the converted values.
Note on K55: gepadmin: 1. If you choose "Full Conversion" then Column BA (AMOUNT) and Column BB (TAXES) BOTH values will be convert based on selected Currency in (Column L). 2. If you choose "Partial Conversion" then Column BA (AMOUNT) only will be converted based on selected currency (Column L) and Column BB (TAXES) value (INR) will be added to the converted values.
Note on K56: gepadmin: 1. If you choose "Full Conversion" then Column BA (AMOUNT) and Column BB (TAXES) BOTH values will be convert based on selected Currency in (Column L). 2. If you choose "Partial Conversion" then Column BA (AMOUNT) only will be converted based on selected currency (Column L) and Column BB (TAXES) value (INR) will be added to the converted values.
Note on K57: gepadmin: 1. If you choose "Full Conversion" then Column BA (AMOUNT) and Column BB (TAXES) BOTH values will be convert based on selected Currency in (Column L). 2. If you choose "Partial Conversion" then Column BA (AMOUNT) only will be converted based on selected currency (Column L) and Column BB (TAXES) value (INR) will be added to the converted values.
Note on K62: gepadmin: 1. If you choose "Full Conversion" then Column BA (AMOUNT) and Column BB (TAXES) BOTH values will be convert based on selected Currency in (Column L). 2. If you choose "Partial Conversion" then Column BA (AMOUNT) only will be converted based on selected currency (Column L) and Column BB (TAXES) value (INR) will be added to the converted values.
Note on K67: gepadmin: 1. If you choose "Full Conversion" then Column BA (AMOUNT) and Column BB (TAXES) BOTH values will be convert based on selected Currency in (Column L). 2. If you choose "Partial Conversion" then Column BA (AMOUNT) only will be converted based on selected currency (Column L) and Column BB (TAXES) value (INR) will be added to the converted values.
Note on K70: gepadmin: 1. If you choose "Full Conversion" then Column BA (AMOUNT) and Column BB (TAXES) BOTH values will be convert based on selected Currency in (Column L). 2. If you choose "Partial Conversion" then Column BA (AMOUNT) only will be converted based on selected currency (Column L) and Column BB (TAXES) value (INR) will be added to the converted values.
Note on K71: gepadmin: 1. If you choose "Full Conversion" then Column BA (AMOUNT) and Column BB (TAXES) BOTH values will be convert based on selected Currency in (Column L). 2. If you choose "Partial Conversion" then Column BA (AMOUNT) only will be converted based on selected currency (Column L) and Column BB (TAXES) value (INR) will be added to the converted values.
Note on K73: gepadmin: 1. If you choose "Full Conversion" then Column BA (AMOUNT) and Column BB (TAXES) BOTH values will be convert based on selected Currency in (Column L). 2. If you choose "Partial Conversion" then Column BA (AMOUNT) only will be converted based on selected currency (Column L) and Column BB (TAXES) value (INR) will be added to the converted values.
Note on K75: gepadmin: 1. If you choose "Full Conversion" then Column BA (AMOUNT) and Column BB (TAXES) BOTH values will be convert based on selected Currency in (Column L). 2. If you choose "Partial Conversion" then Column BA (AMOUNT) only will be converted based on selected currency (Column L) and Column BB (TAXES) value (INR) will be added to the converted values.
Note on K76: gepadmin: 1. If you choose "Full Conversion" then Column BA (AMOUNT) and Column BB (TAXES) BOTH values will be convert based on selected Currency in (Column L). 2. If you choose "Partial Conversion" then Column BA (AMOUNT) only will be converted based on selected currency (Column L) and Column BB (TAXES) value (INR) will be added to the converted values.
Note on K78: gepadmin: 1. If you choose "Full Conversion" then Column BA (AMOUNT) and Column BB (TAXES) BOTH values will be convert based on selected Currency in (Column L). 2. If you choose "Partial Conversion" then Column BA (AMOUNT) only will be converted based on selected currency (Column L) and Column BB (TAXES) value (INR) will be added to the converted values.
Note on K80: gepadmin: 1. If you choose "Full Conversion" then Column BA (AMOUNT) and Column BB (TAXES) BOTH values will be convert based on selected Currency in (Column L). 2. If you choose "Partial Conversion" then Column BA (AMOUNT) only will be converted based on selected currency (Column L) and Column BB (TAXES) value (INR) will be added to the converted values.
Note on K81: gepadmin: 1. If you choose "Full Conversion" then Column BA (AMOUNT) and Column BB (TAXES) BOTH values will be convert based on selected Currency in (Column L). 2. If you choose "Partial Conversion" then Column BA (AMOUNT) only will be converted based on selected currency (Column L) and Column BB (TAXES) value (INR) will be added to the converted values.
Note on K86: gepadmin: 1. If you choose "Full Conversion" then Column BA (AMOUNT) and Column BB (TAXES) BOTH values will be convert based on selected Currency in (Column L). 2. If you choose "Partial Conversion" then Column BA (AMOUNT) only will be converted based on selected currency (Column L) and Column BB (TAXES) value (INR) will be added to the converted values.
Note on K87: gepadmin: 1. If you choose "Full Conversion" then Column BA (AMOUNT) and Column BB (TAXES) BOTH values will be convert based on selected Currency in (Column L). 2. If you choose "Partial Conversion" then Column BA (AMOUNT) only will be converted based on selected currency (Column L) and Column BB (TAXES) value (INR) will be added to the converted values.
Note on K90: gepadmin: 1. If you choose "Full Conversion" then Column BA (AMOUNT) and Column BB (TAXES) BOTH values will be convert based on selected Currency in (Column L). 2. If you choose "Partial Conversion" then Column BA (AMOUNT) only will be converted based on selected currency (Column L) and Column BB (TAXES) value (INR) will be added to the converted values.
Note on K91: gepadmin: 1. If you choose "Full Conversion" then Column BA (AMOUNT) and Column BB (TAXES) BOTH values will be convert based on selected Currency in (Column L). 2. If you choose "Partial Conversion" then Column BA (AMOUNT) only will be converted based on selected currency (Column L) and Column BB (TAXES) value (INR) will be added to the converted values.
Note on K93: gepadmin: 1. If you choose "Full Conversion" then Column BA (AMOUNT) and Column BB (TAXES) BOTH values will be convert based on selected Currency in (Column L). 2. If you choose "Partial Conversion" then Column BA (AMOUNT) only will be converted based on selected currency (Column L) and Column BB (TAXES) value (INR) will be added to the converted values.
Note on K94: gepadmin: 1. If you choose "Full Conversion" then Column BA (AMOUNT) and Column BB (TAXES) BOTH values will be convert based on selected Currency in (Column L). 2. If you choose "Partial Conversion" then Column BA (AMOUNT) only will be converted based on selected currency (Column L) and Column BB (TAXES) value (INR) will be added to the converted values.
Note on K96: gepadmin: 1. If you choose "Full Conversion" then Column BA (AMOUNT) and Column BB (TAXES) BOTH values will be convert based on selected Currency in (Column L). 2. If you choose "Partial Conversion" then Column BA (AMOUNT) only will be converted based on selected currency (Column L) and Column BB (TAXES) value (INR) will be added to the converted values.
Note on K99: gepadmin: 1. If you choose "Full Conversion" then Column BA (AMOUNT) and Column BB (TAXES) BOTH values will be convert based on selected Currency in (Column L). 2. If you choose "Partial Conversion" then Column BA (AMOUNT) only will be converted based on selected currency (Column L) and Column BB (TAXES) value (INR) will be added to the converted values.
Note on K100: gepadmin: 1. If you choose "Full Conversion" then Column BA (AMOUNT) and Column BB (TAXES) BOTH values will be convert based on selected Currency in (Column L). 2. If you choose "Partial Conversion" then Column BA (AMOUNT) only will be converted based on selected currency (Column L) and Column BB (TAXES) value (INR) will be added to the converted values.
Note on K103: gepadmin: 1. If you choose "Full Conversion" then Column BA (AMOUNT) and Column BB (TAXES) BOTH values will be convert based on selected Currency in (Column L). 2. If you choose "Partial Conversion" then Column BA (AMOUNT) only will be converted based on selected currency (Column L) and Column BB (TAXES) value (INR) will be added to the converted values.
Note on K104: gepadmin: 1. If you choose "Full Conversion" then Column BA (AMOUNT) and Column BB (TAXES) BOTH values will be convert based on selected Currency in (Column L). 2. If you choose "Partial Conversion" then Column BA (AMOUNT) only will be converted based on selected currency (Column L) and Column BB (TAXES) value (INR) will be added to the converted values.
Note on K105: gepadmin: 1. If you choose "Full Conversion" then Column BA (AMOUNT) and Column BB (TAXES) BOTH values will be convert based on selected Currency in (Column L). 2. If you choose "Partial Conversion" then Column BA (AMOUNT) only will be converted based on selected currency (Column L) and Column BB (TAXES) value (INR) will be added to the converted values.
Note on K109: gepadmin: 1. If you choose "Full Conversion" then Column BA (AMOUNT) and Column BB (TAXES) BOTH values will be convert based on selected Currency in (Column L). 2. If you choose "Partial Conversion" then Column BA (AMOUNT) only will be converted based on selected currency (Column L) and Column BB (TAXES) value (INR) will be added to the converted values.
Note on K110: gepadmin: 1. If you choose "Full Conversion" then Column BA (AMOUNT) and Column BB (TAXES) BOTH values will be convert based on selected Currency in (Column L). 2. If you choose "Partial Conversion" then Column BA (AMOUNT) only will be converted based on selected currency (Column L) and Column BB (TAXES) value (INR) will be added to the converted values.
Note on K112: gepadmin: 1. If you choose "Full Conversion" then Column BA (AMOUNT) and Column BB (TAXES) BOTH values will be convert based on selected Currency in (Column L). 2. If you choose "Partial Conversion" then Column BA (AMOUNT) only will be converted based on selected currency (Column L) and Column BB (TAXES) value (INR) will be added to the converted values.
Note on K113: gepadmin: 1. If you choose "Full Conversion" then Column BA (AMOUNT) and Column BB (TAXES) BOTH values will be convert based on selected Currency in (Column L). 2. If you choose "Partial Conversion" then Column BA (AMOUNT) only will be converted based on selected currency (Column L) and Column BB (TAXES) value (INR) will be added to the converted values.
Note on K114: gepadmin: 1. If you choose "Full Conversion" then Column BA (AMOUNT) and Column BB (TAXES) BOTH values will be convert based on selected Currency in (Column L). 2. If you choose "Partial Conversion" then Column BA (AMOUNT) only will be converted based on selected currency (Column L) and Column BB (TAXES) value (INR) will be added to the converted values.
Note on K115: gepadmin: 1. If you choose "Full Conversion" then Column BA (AMOUNT) and Column BB (TAXES) BOTH values will be convert based on selected Currency in (Column L). 2. If you choose "Partial Conversion" then Column BA (AMOUNT) only will be converted based on selected currency (Column L) and Column BB (TAXES) value (INR) will be added to the converted values.
Note on K116: gepadmin: 1. If you choose "Full Conversion" then Column BA (AMOUNT) and Column BB (TAXES) BOTH values will be convert based on selected Currency in (Column L). 2. If you choose "Partial Conversion" then Column BA (AMOUNT) only will be converted based on selected currency (Column L) and Column BB (TAXES) value (INR) will be added to the converted values.
Note on K118: gepadmin: 1. If you choose "Full Conversion" then Column BA (AMOUNT) and Column BB (TAXES) BOTH values will be convert based on selected Currency in (Column L). 2. If you choose "Partial Conversion" then Column BA (AMOUNT) only will be converted based on selected currency (Column L) and Column BB (TAXES) value (INR) will be added to the converted values.
Note on K119: gepadmin: 1. If you choose "Full Conversion" then Column BA (AMOUNT) and Column BB (TAXES) BOTH values will be convert based on selected Currency in (Column L). 2. If you choose "Partial Conversion" then Column BA (AMOUNT) only will be converted based on selected currency (Column L) and Column BB (TAXES) value (INR) will be added to the converted values.
Note on K121: gepadmin: 1. If you choose "Full Conversion" then Column BA (AMOUNT) and Column BB (TAXES) BOTH values will be convert based on selected Currency in (Column L). 2. If you choose "Partial Conversion" then Column BA (AMOUNT) only will be converted based on selected currency (Column L) and Column BB (TAXES) value (INR) will be added to the converted values.
Note on K122: gepadmin: 1. If you choose "Full Conversion" then Column BA (AMOUNT) and Column BB (TAXES) BOTH values will be convert based on selected Currency in (Column L). 2. If you choose "Partial Conversion" then Column BA (AMOUNT) only will be converted based on selected currency (Column L) and Column BB (TAXES) value (INR) will be added to the converted values.
Note on K126: gepadmin: 1. If you choose "Full Conversion" then Column BA (AMOUNT) and Column BB (TAXES) BOTH values will be convert based on selected Currency in (Column L). 2. If you choose "Partial Conversion" then Column BA (AMOUNT) only will be converted based on selected currency (Column L) and Column BB (TAXES) value (INR) will be added to the converted values.
Note on K127: gepadmin: 1. If you choose "Full Conversion" then Column BA (AMOUNT) and Column BB (TAXES) BOTH values will be convert based on selected Currency in (Column L). 2. If you choose "Partial Conversion" then Column BA (AMOUNT) only will be converted based on selected currency (Column L) and Column BB (TAXES) value (INR) will be added to the converted values.
Note on K128: gepadmin: 1. If you choose "Full Conversion" then Column BA (AMOUNT) and Column BB (TAXES) BOTH values will be convert based on selected Currency in (Column L). 2. If you choose "Partial Conversion" then Column BA (AMOUNT) only will be converted based on selected currency (Column L) and Column BB (TAXES) value (INR) will be added to the converted values.
Note on K131: gepadmin: 1. If you choose "Full Conversion" then Column BA (AMOUNT) and Column BB (TAXES) BOTH values will be convert based on selected Currency in (Column L). 2. If you choose "Partial Conversion" then Column BA (AMOUNT) only will be converted based on selected currency (Column L) and Column BB (TAXES) value (INR) will be added to the converted values.
Note on K132: gepadmin: 1. If you choose "Full Conversion" then Column BA (AMOUNT) and Column BB (TAXES) BOTH values will be convert based on selected Currency in (Column L). 2. If you choose "Partial Conversion" then Column BA (AMOUNT) only will be converted based on selected currency (Column L) and Column BB (TAXES) value (INR) will be added to the converted values.
Note on K133: gepadmin: 1. If you choose "Full Conversion" then Column BA (AMOUNT) and Column BB (TAXES) BOTH values will be convert based on selected Currency in (Column L). 2. If you choose "Partial Conversion" then Column BA (AMOUNT) only will be converted based on selected currency (Column L) and Column BB (TAXES) value (INR) will be added to the converted values.
Note on K136: gepadmin: 1. If you choose "Full Conversion" then Column BA (AMOUNT) and Column BB (TAXES) BOTH values will be convert based on selected Currency in (Column L). 2. If you choose "Partial Conversion" then Column BA (AMOUNT) only will be converted based on selected currency (Column L) and Column BB (TAXES) value (INR) will be added to the converted values.
Note on K137: gepadmin: 1. If you choose "Full Conversion" then Column BA (AMOUNT) and Column BB (TAXES) BOTH values will be convert based on selected Currency in (Column L). 2. If you choose "Partial Conversion" then Column BA (AMOUNT) only will be converted based on selected currency (Column L) and Column BB (TAXES) value (INR) will be added to the converted values.
Note on K138: gepadmin: 1. If you choose "Full Conversion" then Column BA (AMOUNT) and Column BB (TAXES) BOTH values will be convert based on selected Currency in (Column L). 2. If you choose "Partial Conversion" then Column BA (AMOUNT) only will be converted based on selected currency (Column L) and Column BB (TAXES) value (INR) will be added to the converted values.
Note on K142: gepadmin: 1. If you choose "Full Conversion" then Column BA (AMOUNT) and Column BB (TAXES) BOTH values will be convert based on selected Currency in (Column L). 2. If you choose "Partial Conversion" then Column BA (AMOUNT) only will be converted based on selected currency (Column L) and Column BB (TAXES) value (INR) will be added to the converted values.
Note on K143: gepadmin: 1. If you choose "Full Conversion" then Column BA (AMOUNT) and Column BB (TAXES) BOTH values will be convert based on selected Currency in (Column L). 2. If you choose "Partial Conversion" then Column BA (AMOUNT) only will be converted based on selected currency (Column L) and Column BB (TAXES) value (INR) will be added to the converted values.
Note on K145: gepadmin: 1. If you choose "Full Conversion" then Column BA (AMOUNT) and Column BB (TAXES) BOTH values will be convert based on selected Currency in (Column L). 2. If you choose "Partial Conversion" then Column BA (AMOUNT) only will be converted based on selected currency (Column L) and Column BB (TAXES) value (INR) will be added to the converted values.
Note on K146: gepadmin: 1. If you choose "Full Conversion" then Column BA (AMOUNT) and Column BB (TAXES) BOTH values will be convert based on selected Currency in (Column L). 2. If you choose "Partial Conversion" then Column BA (AMOUNT) only will be converted based on selected currency (Column L) and Column BB (TAXES) value (INR) will be added to the converted values.
Note on K149: gepadmin: 1. If you choose "Full Conversion" then Column BA (AMOUNT) and Column BB (TAXES) BOTH values will be convert based on selected Currency in (Column L). 2. If you choose "Partial Conversion" then Column BA (AMOUNT) only will be converted based on selected currency (Column L) and Column BB (TAXES) value (INR) will be added to the converted values.
Note on K150: gepadmin: 1. If you choose "Full Conversion" then Column BA (AMOUNT) and Column BB (TAXES) BOTH values will be convert based on selected Currency in (Column L). 2. If you choose "Partial Conversion" then Column BA (AMOUNT) only will be converted based on selected currency (Column L) and Column BB (TAXES) value (INR) will be added to the converted values.
Note on K152: gepadmin: 1. If you choose "Full Conversion" then Column BA (AMOUNT) and Column BB (TAXES) BOTH values will be convert based on selected Currency in (Column L). 2. If you choose "Partial Conversion" then Column BA (AMOUNT) only will be converted based on selected currency (Column L) and Column BB (TAXES) value (INR) will be added to the converted values.
Note on K154: gepadmin: 1. If you choose "Full Conversion" then Column BA (AMOUNT) and Column BB (TAXES) BOTH values will be convert based on selected Currency in (Column L). 2. If you choose "Partial Conversion" then Column BA (AMOUNT) only will be converted based on selected currency (Column L) and Column BB (TAXES) value (INR) will be added to the converted values.
Note on K157: gepadmin: 1. If you choose "Full Conversion" then Column BA (AMOUNT) and Column BB (TAXES) BOTH values will be convert based on selected Currency in (Column L). 2. If you choose "Partial Conversion" then Column BA (AMOUNT) only will be converted based on selected currency (Column L) and Column BB (TAXES) value (INR) will be added to the converted values.
Note on K160: gepadmin: 1. If you choose "Full Conversion" then Column BA (AMOUNT) and Column BB (TAXES) BOTH values will be convert based on selected Currency in (Column L). 2. If you choose "Partial Conversion" then Column BA (AMOUNT) only will be converted based on selected currency (Column L) and Column BB (TAXES) value (INR) will be added to the converted values.
Note on K161: gepadmin: 1. If you choose "Full Conversion" then Column BA (AMOUNT) and Column BB (TAXES) BOTH values will be convert based on selected Currency in (Column L). 2. If you choose "Partial Conversion" then Column BA (AMOUNT) only will be converted based on selected currency (Column L) and Column BB (TAXES) value (INR) will be added to the converted values.
Note on K163: gepadmin: 1. If you choose "Full Conversion" then Column BA (AMOUNT) and Column BB (TAXES) BOTH values will be convert based on selected Currency in (Column L). 2. If you choose "Partial Conversion" then Column BA (AMOUNT) only will be converted based on selected currency (Column L) and Column BB (TAXES) value (INR) will be added to the converted values.
Note on K164: gepadmin: 1. If you choose "Full Conversion" then Column BA (AMOUNT) and Column BB (TAXES) BOTH values will be convert based on selected Currency in (Column L). 2. If you choose "Partial Conversion" then Column BA (AMOUNT) only will be converted based on selected currency (Column L) and Column BB (TAXES) value (INR) will be added to the converted values.
Note on K166: gepadmin: 1. If you choose "Full Conversion" then Column BA (AMOUNT) and Column BB (TAXES) BOTH values will be convert based on selected Currency in (Column L). 2. If you choose "Partial Conversion" then Column BA (AMOUNT) only will be converted based on selected currency (Column L) and Column BB (TAXES) value (INR) will be added to the converted values.
Note on K169: gepadmin: 1. If you choose "Full Conversion" then Column BA (AMOUNT) and Column BB (TAXES) BOTH values will be convert based on selected Currency in (Column L). 2. If you choose "Partial Conversion" then Column BA (AMOUNT) only will be converted based on selected currency (Column L) and Column BB (TAXES) value (INR) will be added to the converted values.
Note on K171: gepadmin: 1. If you choose "Full Conversion" then Column BA (AMOUNT) and Column BB (TAXES) BOTH values will be convert based on selected Currency in (Column L). 2. If you choose "Partial Conversion" then Column BA (AMOUNT) only will be converted based on selected currency (Column L) and Column BB (TAXES) value (INR) will be added to the converted values.
Note on K172: gepadmin: 1. If you choose "Full Conversion" then Column BA (AMOUNT) and Column BB (TAXES) BOTH values will be convert based on selected Currency in (Column L). 2. If you choose "Partial Conversion" then Column BA (AMOUNT) only will be converted based on selected currency (Column L) and Column BB (TAXES) value (INR) will be added to the converted values.
Note on K173: gepadmin: 1. If you choose "Full Conversion" then Column BA (AMOUNT) and Column BB (TAXES) BOTH values will be convert based on selected Currency in (Column L). 2. If you choose "Partial Conversion" then Column BA (AMOUNT) only will be converted based on selected currency (Column L) and Column BB (TAXES) value (INR) will be added to the converted values.
Note on K175: gepadmin: 1. If you choose "Full Conversion" then Column BA (AMOUNT) and Column BB (TAXES) BOTH values will be convert based on selected Currency in (Column L). 2. If you choose "Partial Conversion" then Column BA (AMOUNT) only will be converted based on selected currency (Column L) and Column BB (TAXES) value (INR) will be added to the converted values.
Note on K177: gepadmin: 1. If you choose "Full Conversion" then Column BA (AMOUNT) and Column BB (TAXES) BOTH values will be convert based on selected Currency in (Column L). 2. If you choose "Partial Conversion" then Column BA (AMOUNT) only will be converted based on selected currency (Column L) and Column BB (TAXES) value (INR) will be added to the converted values.
Note on K178: gepadmin: 1. If you choose "Full Conversion" then Column BA (AMOUNT) and Column BB (TAXES) BOTH values will be convert based on selected Currency in (Column L). 2. If you choose "Partial Conversion" then Column BA (AMOUNT) only will be converted based on selected currency (Column L) and Column BB (TAXES) value (INR) will be added to the converted values.
Note on K181: gepadmin: 1. If you choose "Full Conversion" then Column BA (AMOUNT) and Column BB (TAXES) BOTH values will be convert based on selected Currency in (Column L). 2. If you choose "Partial Conversion" then Column BA (AMOUNT) only will be converted based on selected currency (Column L) and Column BB (TAXES) value (INR) will be added to the converted values.
Note on K182: gepadmin: 1. If you choose "Full Conversion" then Column BA (AMOUNT) and Column BB (TAXES) BOTH values will be convert based on selected Currency in (Column L). 2. If you choose "Partial Conversion" then Column BA (AMOUNT) only will be converted based on selected currency (Column L) and Column BB (TAXES) value (INR) will be added to the converted values.
Note on K183: gepadmin: 1. If you choose "Full Conversion" then Column BA (AMOUNT) and Column BB (TAXES) BOTH values will be convert based on selected Currency in (Column L). 2. If you choose "Partial Conversion" then Column BA (AMOUNT) only will be converted based on selected currency (Column L) and Column BB (TAXES) value (INR) will be added to the converted values.
Note on K184: gepadmin: 1. If you choose "Full Conversion" then Column BA (AMOUNT) and Column BB (TAXES) BOTH values will be convert based on selected Currency in (Column L). 2. If you choose "Partial Conversion" then Column BA (AMOUNT) only will be converted based on selected currency (Column L) and Column BB (TAXES) value (INR) will be added to the converted values.
Note on K185: gepadmin: 1. If you choose "Full Conversion" then Column BA (AMOUNT) and Column BB (TAXES) BOTH values will be convert based on selected Currency in (Column L). 2. If you choose "Partial Conversion" then Column BA (AMOUNT) only will be converted based on selected currency (Column L) and Column BB (TAXES) value (INR) will be added to the converted values.
Note on K186: gepadmin: 1. If you choose "Full Conversion" then Column BA (AMOUNT) and Column BB (TAXES) BOTH values will be convert based on selected Currency in (Column L). 2. If you choose "Partial Conversion" then Column BA (AMOUNT) only will be converted based on selected currency (Column L) and Column BB (TAXES) value (INR) will be added to the converted values.
Note on K187: gepadmin: 1. If you choose "Full Conversion" then Column BA (AMOUNT) and Column BB (TAXES) BOTH values will be convert based on selected Currency in (Column L). 2. If you choose "Partial Conversion" then Column BA (AMOUNT) only will be converted based on selected currency (Column L) and Column BB (TAXES) value (INR) will be added to the converted values.
Note on K188: gepadmin: 1. If you choose "Full Conversion" then Column BA (AMOUNT) and Column BB (TAXES) BOTH values will be convert based on selected Currency in (Column L). 2. If you choose "Partial Conversion" then Column BA (AMOUNT) only will be converted based on selected currency (Column L) and Column BB (TAXES) value (INR) will be added to the converted values.
Note on K189: gepadmin: 1. If you choose "Full Conversion" then Column BA (AMOUNT) and Column BB (TAXES) BOTH values will be convert based on selected Currency in (Column L). 2. If you choose "Partial Conversion" then Column BA (AMOUNT) only will be converted based on selected currency (Column L) and Column BB (TAXES) value (INR) will be added to the converted values.
Note on K190: gepadmin: 1. If you choose "Full Conversion" then Column BA (AMOUNT) and Column BB (TAXES) BOTH values will be convert based on selected Currency in (Column L). 2. If you choose "Partial Conversion" then Column BA (AMOUNT) only will be converted based on selected currency (Column L) and Column BB (TAXES) value (INR) will be added to the converted values.
Note on K191: gepadmin: 1. If you choose "Full Conversion" then Column BA (AMOUNT) and Column BB (TAXES) BOTH values will be convert based on selected Currency in (Column L). 2. If you choose "Partial Conversion" then Column BA (AMOUNT) only will be converted based on selected currency (Column L) and Column BB (TAXES) value (INR) will be added to the converted values.
Note on K192: gepadmin: 1. If you choose "Full Conversion" then Column BA (AMOUNT) and Column BB (TAXES) BOTH values will be convert based on selected Currency in (Column L). 2. If you choose "Partial Conversion" then Column BA (AMOUNT) only will be converted based on selected currency (Column L) and Column BB (TAXES) value (INR) will be added to the converted values.
Note on K194: gepadmin: 1. If you choose "Full Conversion" then Column BA (AMOUNT) and Column BB (TAXES) BOTH values will be convert based on selected Currency in (Column L). 2. If you choose "Partial Conversion" then Column BA (AMOUNT) only will be converted based on selected currency (Column L) and Column BB (TAXES) value (INR) will be added to the converted values.
Note on K195: gepadmin: 1. If you choose "Full Conversion" then Column BA (AMOUNT) and Column BB (TAXES) BOTH values will be convert based on selected Currency in (Column L). 2. If you choose "Partial Conversion" then Column BA (AMOUNT) only will be converted based on selected currency (Column L) and Column BB (TAXES) value (INR) will be added to the converted values.
Note on K196: gepadmin: 1. If you choose "Full Conversion" then Column BA (AMOUNT) and Column BB (TAXES) BOTH values will be convert based on selected Currency in (Column L). 2. If you choose "Partial Conversion" then Column BA (AMOUNT) only will be converted based on selected currency (Column L) and Column BB (TAXES) value (INR) will be added to the converted values.
Note on K198: gepadmin: 1. If you choose "Full Conversion" then Column BA (AMOUNT) and Column BB (TAXES) BOTH values will be convert based on selected Currency in (Column L). 2. If you choose "Partial Conversion" then Column BA (AMOUNT) only will be converted based on selected currency (Column L) and Column BB (TAXES) value (INR) will be added to the converted values.
Note on K199: gepadmin: 1. If you choose "Full Conversion" then Column BA (AMOUNT) and Column BB (TAXES) BOTH values will be convert based on selected Currency in (Column L). 2. If you choose "Partial Conversion" then Column BA (AMOUNT) only will be converted based on selected currency (Column L) and Column BB (TAXES) value (INR) will be added to the converted values.
Note on K200: gepadmin: 1. If you choose "Full Conversion" then Column BA (AMOUNT) and Column BB (TAXES) BOTH values will be convert based on selected Currency in (Column L). 2. If you choose "Partial Conversion" then Column BA (AMOUNT) only will be converted based on selected currency (Column L) and Column BB (TAXES) value (INR) will be added to the converted values.
Note on K201: gepadmin: 1. If you choose "Full Conversion" then Column BA (AMOUNT) and Column BB (TAXES) BOTH values will be convert based on selected Currency in (Column L). 2. If you choose "Partial Conversion" then Column BA (AMOUNT) only will be converted based on selected currency (Column L) and Column BB (TAXES) value (INR) will be added to the converted values.
Note on K202: gepadmin: 1. If you choose "Full Conversion" then Column BA (AMOUNT) and Column BB (TAXES) BOTH values will be convert based on selected Currency in (Column L). 2. If you choose "Partial Conversion" then Column BA (AMOUNT) only will be converted based on selected currency (Column L) and Column BB (TAXES) value (INR) will be added to the converted values.
Note on K203: gepadmin: 1. If you choose "Full Conversion" then Column BA (AMOUNT) and Column BB (TAXES) BOTH values will be convert based on selected Currency in (Column L). 2. If you choose "Partial Conversion" then Column BA (AMOUNT) only will be converted based on selected currency (Column L) and Column BB (TAXES) value (INR) will be added to the converted values.
Note on K206: gepadmin: 1. If you choose "Full Conversion" then Column BA (AMOUNT) and Column BB (TAXES) BOTH values will be convert based on selected Currency in (Column L). 2. If you choose "Partial Conversion" then Column BA (AMOUNT) only will be converted based on selected currency (Column L) and Column BB (TAXES) value (INR) will be added to the converted values.
Note on K209: gepadmin: 1. If you choose "Full Conversion" then Column BA (AMOUNT) and Column BB (TAXES) BOTH values will be convert based on selected Currency in (Column L). 2. If you choose "Partial Conversion" then Column BA (AMOUNT) only will be converted based on selected currency (Column L) and Column BB (TAXES) value (INR) will be added to the converted values.
Note on K211: gepadmin: 1. If you choose "Full Conversion" then Column BA (AMOUNT) and Column BB (TAXES) BOTH values will be convert based on selected Currency in (Column L). 2. If you choose "Partial Conversion" then Column BA (AMOUNT) only will be converted based on selected currency (Column L) and Column BB (TAXES) value (INR) will be added to the converted values.
Note on K214: gepadmin: 1. If you choose "Full Conversion" then Column BA (AMOUNT) and Column BB (TAXES) BOTH values will be convert based on selected Currency in (Column L). 2. If you choose "Partial Conversion" then Column BA (AMOUNT) only will be converted based on selected currency (Column L) and Column BB (TAXES) value (INR) will be added to the converted values.
Note on K98: gepadmin: 1. If you choose "Full Conversion" then Column BA (AMOUNT) and Column BB (TAXES) BOTH values will be convert based on selected Currency in (Column L). 2. If you choose "Partial Conversion" then Column BA (AMOUNT) only will be converted based on selected currency (Column L) and Column BB (TAXES) value (INR) will be added to the converted values.
Note on K210: gepadmin: 1. If you choose "Full Conversion" then Column BA (AMOUNT) and Column BB (TAXES) BOTH values will be convert based on selected Currency in (Column L). 2. If you choose "Partial Conversion" then Column BA (AMOUNT) only will be converted based on selected currency (Column L) and Column BB (TAXES) value (INR) will be added to the converted values.
Note on K216: gepadmin: 1. If you choose "Full Conversion" then Column BA (AMOUNT) and Column BB (TAXES) BOTH values will be convert based on selected Currency in (Column L). 2. If you choose "Partial Conversion" then Column BA (AMOUNT) only will be converted based on selected currency (Column L) and Column BB (TAXES) value (INR) will be added to the converted values.
Note on K217: gepadmin: 1. If you choose "Full Conversion" then Column BA (AMOUNT) and Column BB (TAXES) BOTH values will be convert based on selected Currency in (Column L). 2. If you choose "Partial Conversion" then Column BA (AMOUNT) only will be converted based on selected currency (Column L) and Column BB (TAXES) value (INR) will be added to the converted values.
Note on K218: gepadmin: 1. If you choose "Full Conversion" then Column BA (AMOUNT) and Column BB (TAXES) BOTH values will be convert based on selected Currency in (Column L). 2. If you choose "Partial Conversion" then Column BA (AMOUNT) only will be converted based on selected currency (Column L) and Column BB (TAXES) value (INR) will be added to the converted values.
Note on K219: gepadmin: 1. If you choose "Full Conversion" then Column BA (AMOUNT) and Column BB (TAXES) BOTH values will be convert based on selected Currency in (Column L). 2. If you choose "Partial Conversion" then Column BA (AMOUNT) only will be converted based on selected currency (Column L) and Column BB (TAXES) value (INR) will be added to the converted values.
Note on K220: gepadmin: 1. If you choose "Full Conversion" then Column BA (AMOUNT) and Column BB (TAXES) BOTH values will be convert based on selected Currency in (Column L). 2. If you choose "Partial Conversion" then Column BA (AMOUNT) only will be converted based on selected currency (Column L) and Column BB (TAXES) value (INR) will be added to the converted values.
Note on K221: gepadmin: 1. If you choose "Full Conversion" then Column BA (AMOUNT) and Column BB (TAXES) BOTH values will be convert based on selected Currency in (Column L). 2. If you choose "Partial Conversion" then Column BA (AMOUNT) only will be converted based on selected currency (Column L) and Column BB (TAXES) value (INR) will be added to the converted values.
Note on K222: gepadmin: 1. If you choose "Full Conversion" then Column BA (AMOUNT) and Column BB (TAXES) BOTH values will be convert based on selected Currency in (Column L). 2. If you choose "Partial Conversion" then Column BA (AMOUNT) only will be converted based on selected currency (Column L) and Column BB (TAXES) value (INR) will be added to the converted values.
Note on K223: gepadmin: 1. If you choose "Full Conversion" then Column BA (AMOUNT) and Column BB (TAXES) BOTH values will be convert based on selected Currency in (Column L). 2. If you choose "Partial Conversion" then Column BA (AMOUNT) only will be converted based on selected currency (Column L) and Column BB (TAXES) value (INR) will be added to the converted values.
Note on K224: gepadmin: 1. If you choose "Full Conversion" then Column BA (AMOUNT) and Column BB (TAXES) BOTH values will be convert based on selected Currency in (Column L). 2. If you choose "Partial Conversion" then Column BA (AMOUNT) only will be converted based on selected currency (Column L) and Column BB (TAXES) value (INR) will be added to the converted values.
Note on K236: gepadmin: 1. If you choose "Full Conversion" then Column BA (AMOUNT) and Column BB (TAXES) BOTH values will be convert based on selected Currency in (Column L). 2. If you choose "Partial Conversion" then Column BA (AMOUNT) only will be converted based on selected currency (Column L) and Column BB (TAXES) value (INR) will be added to the converted values.
Note on K237: gepadmin: 1. If you choose "Full Conversion" then Column BA (AMOUNT) and Column BB (TAXES) BOTH values will be convert based on selected Currency in (Column L). 2. If you choose "Partial Conversion" then Column BA (AMOUNT) only will be converted based on selected currency (Column L) and Column BB (TAXES) value (INR) will be added to the converted values.
Note on K238: gepadmin: 1. If you choose "Full Conversion" then Column BA (AMOUNT) and Column BB (TAXES) BOTH values will be convert based on selected Currency in (Column L). 2. If you choose "Partial Conversion" then Column BA (AMOUNT) only will be converted based on selected currency (Column L) and Column BB (TAXES) value (INR) will be added to the converted values.
Note on K239: gepadmin: 1. If you choose "Full Conversion" then Column BA (AMOUNT) and Column BB (TAXES) BOTH values will be convert based on selected Currency in (Column L). 2. If you choose "Partial Conversion" then Column BA (AMOUNT) only will be converted based on selected currency (Column L) and Column BB (TAXES) value (INR) will be added to the converted values.
Note on K240: gepadmin: 1. If you choose "Full Conversion" then Column BA (AMOUNT) and Column BB (TAXES) BOTH values will be convert based on selected Currency in (Column L). 2. If you choose "Partial Conversion" then Column BA (AMOUNT) only will be converted based on selected currency (Column L) and Column BB (TAXES) value (INR) will be added to the converted values.
Note on K241: gepadmin: 1. If you choose "Full Conversion" then Column BA (AMOUNT) and Column BB (TAXES) BOTH values will be convert based on selected Currency in (Column L). 2. If you choose "Partial Conversion" then Column BA (AMOUNT) only will be converted based on selected currency (Column L) and Column BB (TAXES) value (INR) will be added to the converted values.
Note on K242: gepadmin: 1. If you choose "Full Conversion" then Column BA (AMOUNT) and Column BB (TAXES) BOTH values will be convert based on selected Currency in (Column L). 2. If you choose "Partial Conversion" then Column BA (AMOUNT) only will be converted based on selected currency (Column L) and Column BB (TAXES) value (INR) will be added to the converted values.
Note on K243: gepadmin: 1. If you choose "Full Conversion" then Column BA (AMOUNT) and Column BB (TAXES) BOTH values will be convert based on selected Currency in (Column L). 2. If you choose "Partial Conversion" then Column BA (AMOUNT) only will be converted based on selected currency (Column L) and Column BB (TAXES) value (INR) will be added to the converted values.
Note on K244: gepadmin: 1. If you choose "Full Conversion" then Column BA (AMOUNT) and Column BB (TAXES) BOTH values will be convert based on selected Currency in (Column L). 2. If you choose "Partial Conversion" then Column BA (AMOUNT) only will be converted based on selected currency (Column L) and Column BB (TAXES) value (INR) will be added to the converted values.
Note on K245: gepadmin: 1. If you choose "Full Conversion" then Column BA (AMOUNT) and Column BB (TAXES) BOTH values will be convert based on selected Currency in (Column L). 2. If you choose "Partial Conversion" then Column BA (AMOUNT) only will be converted based on selected currency (Column L) and Column BB (TAXES) value (INR) will be added to the converted values.
Note on K246: gepadmin: 1. If you choose "Full Conversion" then Column BA (AMOUNT) and Column BB (TAXES) BOTH values will be convert based on selected Currency in (Column L). 2. If you choose "Partial Conversion" then Column BA (AMOUNT) only will be converted based on selected currency (Column L) and Column BB (TAXES) value (INR) will be added to the converted values.
Note on K247: gepadmin: 1. If you choose "Full Conversion" then Column BA (AMOUNT) and Column BB (TAXES) BOTH values will be convert based on selected Currency in (Column L). 2. If you choose "Partial Conversion" then Column BA (AMOUNT) only will be converted based on selected currency (Column L) and Column BB (TAXES) value (INR) will be added to the converted values.
Note on K248: gepadmin: 1. If you choose "Full Conversion" then Column BA (AMOUNT) and Column BB (TAXES) BOTH values will be convert based on selected Currency in (Column L). 2. If you choose "Partial Conversion" then Column BA (AMOUNT) only will be converted based on selected currency (Column L) and Column BB (TAXES) value (INR) will be added to the converted values.
Note on K249: gepadmin: 1. If you choose "Full Conversion" then Column BA (AMOUNT) and Column BB (TAXES) BOTH values will be convert based on selected Currency in (Column L). 2. If you choose "Partial Conversion" then Column BA (AMOUNT) only will be converted based on selected currency (Column L) and Column BB (TAXES) value (INR) will be added to the converted values.
Note on K250: gepadmin: 1. If you choose "Full Conversion" then Column BA (AMOUNT) and Column BB (TAXES) BOTH values will be convert based on selected Currency in (Column L). 2. If you choose "Partial Conversion" then Column BA (AMOUNT) only will be converted based on selected currency (Column L) and Column BB (TAXES) value (INR) will be added to the converted values.
Note on K251: gepadmin: 1. If you choose "Full Conversion" then Column BA (AMOUNT) and Column BB (TAXES) BOTH values will be convert based on selected Currency in (Column L). 2. If you choose "Partial Conversion" then Column BA (AMOUNT) only will be converted based on selected currency (Column L) and Column BB (TAXES) value (INR) will be added to the converted values.
Note on K252: gepadmin: 1. If you choose "Full Conversion" then Column BA (AMOUNT) and Column BB (TAXES) BOTH values will be convert based on selected Currency in (Column L). 2. If you choose "Partial Conversion" then Column BA (AMOUNT) only will be converted based on selected currency (Column L) and Column BB (TAXES) value (INR) will be added to the converted values.
Note on K253: gepadmin: 1. If you choose "Full Conversion" then Column BA (AMOUNT) and Column BB (TAXES) BOTH values will be convert based on selected Currency in (Column L). 2. If you choose "Partial Conversion" then Column BA (AMOUNT) only will be converted based on selected currency (Column L) and Column BB (TAXES) value (INR) will be added to the converted values.
Note on K254: gepadmin: 1. If you choose "Full Conversion" then Column BA (AMOUNT) and Column BB (TAXES) BOTH values will be convert based on selected Currency in (Column L). 2. If you choose "Partial Conversion" then Column BA (AMOUNT) only will be converted based on selected currency (Column L) and Column BB (TAXES) value (INR) will be added to the converted values.
Note on K255: gepadmin: 1. If you choose "Full Conversion" then Column BA (AMOUNT) and Column BB (TAXES) BOTH values will be convert based on selected Currency in (Column L). 2. If you choose "Partial Conversion" then Column BA (AMOUNT) only will be converted based on selected currency (Column L) and Column BB (TAXES) value (INR) will be added to the converted values.
Note on K256: gepadmin: 1. If you choose "Full Conversion" then Column BA (AMOUNT) and Column BB (TAXES) BOTH values will be convert based on selected Currency in (Column L). 2. If you choose "Partial Conversion" then Column BA (AMOUNT) only will be converted based on selected currency (Column L) and Column BB (TAXES) value (INR) will be added to the converted values.
Note on K257: gepadmin: 1. If you choose "Full Conversion" then Column BA (AMOUNT) and Column BB (TAXES) BOTH values will be convert based on selected Currency in (Column L). 2. If you choose "Partial Conversion" then Column BA (AMOUNT) only will be converted based on selected currency (Column L) and Column BB (TAXES) value (INR) will be added to the converted values.
Note on K258: gepadmin: 1. If you choose "Full Conversion" then Column BA (AMOUNT) and Column BB (TAXES) BOTH values will be convert based on selected Currency in (Column L). 2. If you choose "Partial Conversion" then Column BA (AMOUNT) only will be converted based on selected currency (Column L) and Column BB (TAXES) value (INR) will be added to the converted values.
Note on K259: gepadmin: 1. If you choose "Full Conversion" then Column BA (AMOUNT) and Column BB (TAXES) BOTH values will be convert based on selected Currency in (Column L). 2. If you choose "Partial Conversion" then Column BA (AMOUNT) only will be converted based on selected currency (Column L) and Column BB (TAXES) value (INR) will be added to the converted values.
Note on K260: gepadmin: 1. If you choose "Full Conversion" then Column BA (AMOUNT) and Column BB (TAXES) BOTH values will be convert based on selected Currency in (Column L). 2. If you choose "Partial Conversion" then Column BA (AMOUNT) only will be converted based on selected currency (Column L) and Column BB (TAXES) value (INR) will be added to the converted values.
Note on K261: gepadmin: 1. If you choose "Full Conversion" then Column BA (AMOUNT) and Column BB (TAXES) BOTH values will be convert based on selected Currency in (Column L). 2. If you choose "Partial Conversion" then Column BA (AMOUNT) only will be converted based on selected currency (Column L) and Column BB (TAXES) value (INR) will be added to the converted values.
Note on K262: gepadmin: 1. If you choose "Full Conversion" then Column BA (AMOUNT) and Column BB (TAXES) BOTH values will be convert based on selected Currency in (Column L). 2. If you choose "Partial Conversion" then Column BA (AMOUNT) only will be converted based on selected currency (Column L) and Column BB (TAXES) value (INR) will be added to the converted values.
Note on K263: gepadmin: 1. If you choose "Full Conversion" then Column BA (AMOUNT) and Column BB (TAXES) BOTH values will be convert based on selected Currency in (Column L). 2. If you choose "Partial Conversion" then Column BA (AMOUNT) only will be converted based on selected currency (Column L) and Column BB (TAXES) value (INR) will be added to the converted values.
Note on K264: gepadmin: 1. If you choose "Full Conversion" then Column BA (AMOUNT) and Column BB (TAXES) BOTH values will be convert based on selected Currency in (Column L). 2. If you choose "Partial Conversion" then Column BA (AMOUNT) only will be converted based on selected currency (Column L) and Column BB (TAXES) value (INR) will be added to the converted values.
Note on K265: gepadmin: 1. If you choose "Full Conversion" then Column BA (AMOUNT) and Column BB (TAXES) BOTH values will be convert based on selected Currency in (Column L). 2. If you choose "Partial Conversion" then Column BA (AMOUNT) only will be converted based on selected currency (Column L) and Column BB (TAXES) value (INR) will be added to the converted values.
Note on K266: gepadmin: 1. If you choose "Full Conversion" then Column BA (AMOUNT) and Column BB (TAXES) BOTH values will be convert based on selected Currency in (Column L). 2. If you choose "Partial Conversion" then Column BA (AMOUNT) only will be converted based on selected currency (Column L) and Column BB (TAXES) value (INR) will be added to the converted values.
Note on K267: gepadmin: 1. If you choose "Full Conversion" then Column BA (AMOUNT) and Column BB (TAXES) BOTH values will be convert based on selected Currency in (Column L). 2. If you choose "Partial Conversion" then Column BA (AMOUNT) only will be converted based on selected currency (Column L) and Column BB (TAXES) value (INR) will be added to the converted values.
Note on K268: gepadmin: 1. If you choose "Full Conversion" then Column BA (AMOUNT) and Column BB (TAXES) BOTH values will be convert based on selected Currency in (Column L). 2. If you choose "Partial Conversion" then Column BA (AMOUNT) only will be converted based on selected currency (Column L) and Column BB (TAXES) value (INR) will be added to the converted values.
Note on K269: gepadmin: 1. If you choose "Full Conversion" then Column BA (AMOUNT) and Column BB (TAXES) BOTH values will be convert based on selected Currency in (Column L). 2. If you choose "Partial Conversion" then Column BA (AMOUNT) only will be converted based on selected currency (Column L) and Column BB (TAXES) value (INR) will be added to the converted values.
Note on K270: gepadmin: 1. If you choose "Full Conversion" then Column BA (AMOUNT) and Column BB (TAXES) BOTH values will be convert based on selected Currency in (Column L). 2. If you choose "Partial Conversion" then Column BA (AMOUNT) only will be converted based on selected currency (Column L) and Column BB (TAXES) value (INR) will be added to the converted values.
Note on K271: gepadmin: 1. If you choose "Full Conversion" then Column BA (AMOUNT) and Column BB (TAXES) BOTH values will be convert based on selected Currency in (Column L). 2. If you choose "Partial Conversion" then Column BA (AMOUNT) only will be converted based on selected currency (Column L) and Column BB (TAXES) value (INR) will be added to the converted values.
Note on K272: gepadmin: 1. If you choose "Full Conversion" then Column BA (AMOUNT) and Column BB (TAXES) BOTH values will be convert based on selected Currency in (Column L). 2. If you choose "Partial Conversion" then Column BA (AMOUNT) only will be converted based on selected currency (Column L) and Column BB (TAXES) value (INR) will be added to the converted values.
Note on K273: gepadmin: 1. If you choose "Full Conversion" then Column BA (AMOUNT) and Column BB (TAXES) BOTH values will be convert based on selected Currency in (Column L). 2. If you choose "Partial Conversion" then Column BA (AMOUNT) only will be converted based on selected currency (Column L) and Column BB (TAXES) value (INR) will be added to the converted values.
Note on K274: gepadmin: 1. If you choose "Full Conversion" then Column BA (AMOUNT) and Column BB (TAXES) BOTH values will be convert based on selected Currency in (Column L). 2. If you choose "Partial Conversion" then Column BA (AMOUNT) only will be converted based on selected currency (Column L) and Column BB (TAXES) value (INR) will be added to the converted values.
Note on K275: gepadmin: 1. If you choose "Full Conversion" then Column BA (AMOUNT) and Column BB (TAXES) BOTH values will be convert based on selected Currency in (Column L). 2. If you choose "Partial Conversion" then Column BA (AMOUNT) only will be converted based on selected currency (Column L) and Column BB (TAXES) value (INR) will be added to the converted values.
Note on K276: gepadmin: 1. If you choose "Full Conversion" then Column BA (AMOUNT) and Column BB (TAXES) BOTH values will be convert based on selected Currency in (Column L). 2. If you choose "Partial Conversion" then Column BA (AMOUNT) only will be converted based on selected currency (Column L) and Column BB (TAXES) value (INR) will be added to the converted values.
Note on K277: gepadmin: 1. If you choose "Full Conversion" then Column BA (AMOUNT) and Column BB (TAXES) BOTH values will be convert based on selected Currency in (Column L). 2. If you choose "Partial Conversion" then Column BA (AMOUNT) only will be converted based on selected currency (Column L) and Column BB (TAXES) value (INR) will be added to the converted values.
Note on K278: gepadmin: 1. If you choose "Full Conversion" then Column BA (AMOUNT) and Column BB (TAXES) BOTH values will be convert based on selected Currency in (Column L). 2. If you choose "Partial Conversion" then Column BA (AMOUNT) only will be converted based on selected currency (Column L) and Column BB (TAXES) value (INR) will be added to the converted values.
Note on K279: gepadmin: 1. If you choose "Full Conversion" then Column BA (AMOUNT) and Column BB (TAXES) BOTH values will be convert based on selected Currency in (Column L). 2. If you choose "Partial Conversion" then Column BA (AMOUNT) only will be converted based on selected currency (Column L) and Column BB (TAXES) value (INR) will be added to the converted values.
Note on K280: gepadmin: 1. If you choose "Full Conversion" then Column BA (AMOUNT) and Column BB (TAXES) BOTH values will be convert based on selected Currency in (Column L). 2. If you choose "Partial Conversion" then Column BA (AMOUNT) only will be converted based on selected currency (Column L) and Column BB (TAXES) value (INR) will be added to the converted values.
Note on K225: gepadmin: 1. If you choose "Full Conversion" then Column BA (AMOUNT) and Column BB (TAXES) BOTH values will be convert based on selected Currency in (Column L). 2. If you choose "Partial Conversion" then Column BA (AMOUNT) only will be converted based on selected currency (Column L) and Column BB (TAXES) value (INR) will be added to the converted values.
Note on K226: gepadmin: 1. If you choose "Full Conversion" then Column BA (AMOUNT) and Column BB (TAXES) BOTH values will be convert based on selected Currency in (Column L). 2. If you choose "Partial Conversion" then Column BA (AMOUNT) only will be converted based on selected currency (Column L) and Column BB (TAXES) value (INR) will be added to the converted values.
Note on K227: gepadmin: 1. If you choose "Full Conversion" then Column BA (AMOUNT) and Column BB (TAXES) BOTH values will be convert based on selected Currency in (Column L). 2. If you choose "Partial Conversion" then Column BA (AMOUNT) only will be converted based on selected currency (Column L) and Column BB (TAXES) value (INR) will be added to the converted values.
Note on K228: gepadmin: 1. If you choose "Full Conversion" then Column BA (AMOUNT) and Column BB (TAXES) BOTH values will be convert based on selected Currency in (Column L). 2. If you choose "Partial Conversion" then Column BA (AMOUNT) only will be converted based on selected currency (Column L) and Column BB (TAXES) value (INR) will be added to the converted values.
Note on K229: gepadmin: 1. If you choose "Full Conversion" then Column BA (AMOUNT) and Column BB (TAXES) BOTH values will be convert based on selected Currency in (Column L). 2. If you choose "Partial Conversion" then Column BA (AMOUNT) only will be converted based on selected currency (Column L) and Column BB (TAXES) value (INR) will be added to the converted values.
Note on K230: gepadmin: 1. If you choose "Full Conversion" then Column BA (AMOUNT) and Column BB (TAXES) BOTH values will be convert based on selected Currency in (Column L). 2. If you choose "Partial Conversion" then Column BA (AMOUNT) only will be converted based on selected currency (Column L) and Column BB (TAXES) value (INR) will be added to the converted values.
Note on K231: gepadmin: 1. If you choose "Full Conversion" then Column BA (AMOUNT) and Column BB (TAXES) BOTH values will be convert based on selected Currency in (Column L). 2. If you choose "Partial Conversion" then Column BA (AMOUNT) only will be converted based on selected currency (Column L) and Column BB (TAXES) value (INR) will be added to the converted values.
Note on K232: gepadmin: 1. If you choose "Full Conversion" then Column BA (AMOUNT) and Column BB (TAXES) BOTH values will be convert based on selected Currency in (Column L). 2. If you choose "Partial Conversion" then Column BA (AMOUNT) only will be converted based on selected currency (Column L) and Column BB (TAXES) value (INR) will be added to the converted values.
Note on K233: gepadmin: 1. If you choose "Full Conversion" then Column BA (AMOUNT) and Column BB (TAXES) BOTH values will be convert based on selected Currency in (Column L). 2. If you choose "Partial Conversion" then Column BA (AMOUNT) only will be converted based on selected currency (Column L) and Column BB (TAXES) value (INR) will be added to the converted values.
Note on K234: gepadmin: 1. If you choose "Full Conversion" then Column BA (AMOUNT) and Column BB (TAXES) BOTH values will be convert based on selected Currency in (Column L). 2. If you choose "Partial Conversion" then Column BA (AMOUNT) only will be converted based on selected currency (Column L) and Column BB (TAXES) value (INR) will be added to the converted values.
Note on K235: gepadmin: 1. If you choose "Full Conversion" then Column BA (AMOUNT) and Column BB (TAXES) BOTH values will be convert based on selected Currency in (Column L). 2. If you choose "Partial Conversion" then Column BA (AMOUNT) only will be converted based on selected currency (Column L) and Column BB (TAXES) value (INR) will be added to the converted values.

## Macros
Please Enable Macros to View BoQ information