## BoQ1 (hidden)
Percentage BoQ
BoQ_Ver3.0 | Percentage | Normal | INR Only | INR
Select, At Par, Excess (+), Less (-) |  | IOCL
Tender Inviting Authority: The Executive Engineer (HQ-I), W.B.P.H&.I.D.Corpn. Ltd.
Name of Work:Repair, renovation and upgradation of two storied single block L.S. Qtr. Having 4 units Qtr. at Raipur P.S. in Bankura District.
Contract No: WBPHIDCL/EE(HQ-I)/NIT- 230(e)/2019-2020 for Sl.No. 3 (2nd Call)
Bidder Name :
PRICE SCHEDULE (This BOQ template must not be modified/replaced by the bidder and the same should be uploaded after filling the relevent columns, else the bidder is liable to be rejected for this tender. Bidders are allowed to enter the Bidder Name and Values only )
NUMBER # | TEXT # | TEXT # | NUMBER # | TEXT # | NUMBER | NUMBER | TEXT | TEXT # | NUMBER # | TEXT# | TEXT # | NUMBER # | NUMBER | NUMBER | NUMBER | NUMBER | TEXT | TEXT | NUMBER | NUMBER | NUMBER | NUMBER | TEXT | TEXT | NUMBER | NUMBER | NUMBER | NUMBER | TEXT | TEXT | NUMBER | NUMBER | NUMBER | NUMBER | TEXT | TEXT | NUMBER | NUMBER | NUMBER | NUMBER | TEXT | TEXT | NUMBER | NUMBER | NUMBER # | NUMBER # | TEXT | TEXT | NUMBER # | NUMBER # | DATE | NUMBER # | NUMBER # | TEXT #
Sl. No. | Item Description | Item Code / Make | Quantity | Units | Estimated Rate |  |  | Addition / Deduction | Addition / Deduction Values | Currency Convertion against each Item | Quoted Currency in INR / Other Currency | BASIC RATE In Figures To be entered by the Bidder Rs. P | Excise Duty | VAT | Freight Charges ( Unloading & Stacking) | Any Other Taxes/Duties/Levies |  |  | Other Taxes 2 | IIIrd Party i.e DGS&D / RITES etc Inspection Charges @0.34%+Service Tax | Less for Cenvat Credit,if any respect of Supplies Under full Excise Duty Category | [30 empty] | TOTAL AMOUNT With Taxes | TOTAL AMOUNT With Taxes | TOTAL AMOUNT In Words
1 | 2 | 3 | 4 | 5 | 6 | 7 | 8 | 9 | 10 | 11 | 12 | 13 | 14 | 15 | 16 | 17 | 18 | 19 | 20 | 21 | 22 | 23 | 24 | 25 | 26 | 27 | 28 | 29 | 30 | 31 | 32 | 33 | 34 | 35 | 36 | 37 | 38 | 39 | 40 | 41 | 42 | 43 | 44 | 45 | 46 | 47 | 48 | 49 | 50 | 51 | 52 | 53 | 54 | 55
1 | Civil works | BI01010001010000000000000515BI0100001112 | [62 empty] | 1 | Construction of chamber for 100mm sluices valve | item1 | 10 | 1 Nos
2 | Dismantling all types of masonry excepting cement concrete plain or reinforced, stacking serviceable materials at site and removing rubbish as directed within a lead of 75 m. a) In ground floor including roof. | BI01010001010000000000000515BI0100001113 | 11 | CU.M | 505.65 | 5562.15 |  | Excess(+) | 1 | Full Conversion | INR | [40 empty] | 5562.15 | 5562.15 | INR Five Thousand Five Hundred & Sixty Two and Paise Fifteen Only | 119.27 | 134.92 | 1311.97 | 366.494 | cum | 119.27 | 447 | 505.65 | 2 | Construction of chamber for 100mm sluices valve | item3 | 10 | Nos
3 | Dismantling R.C. floor, roof, beams etc. Including cutting rods and removing rubbish as directed within a lead of 75 m. including stacking of steel bars. (a) In ground floor including roof. | BI01010001010000000000000515BI0100001114 | 1.52 | CU.M | 2212.63 | 3363.1976 |  | Excess(+) | 1 | Full Conversion | INR | [40 empty] | 3363.1976 | 3363.1976 | INR Three Thousand Three Hundred & Sixty Three and Paise Twenty Only | 77.54 | 87.71 | 117.8608 | 249.639 | cum | 77.54 | 1956 | 2212.63 | 3 | Supplying, Conveying and fixing spls. Including ea | item4 | 10 | Nos
4 | Dismantling R.C. floor, roof, beams etc. Including cutting rods and removing rubbish as directed within a lead of 75 m. including stacking of steel bars. (B) FIRST FLOOR | BI01010001010000000000000515BI0100001115 | 1.078 | CU.M | 2269.19 | 2446.1868 |  | Excess(+) | 1 | Full Conversion | INR | [40 empty] | 2446.1868 | 2446.1868 | INR Two Thousand Four Hundred & Forty Six and Paise Nineteen Only | 24 | 27.15 | 25.872 | 148.262 | cum | 487.41 | 2006 | 2269.19 | 1.01 | Supplying, Conveying and fixing spls. Including eart | item1 | 123.223 | Nos
5 | Dismantling all types of plain cement concrete works, stacking serviceable materials at site and removing rubbish as directed within a lead of 75 m. (a) upto 150 mm. Thick (B) FIRST FLOOR | BI01010001010000000000000515BI0100001116 | 3.4 | CU.M | 1118.76 | 3803.784 |  | Excess(+) | 1 | Full Conversion | INR | [40 empty] | 3803.784 | 3803.784 | INR Three Thousand Eight Hundred & Three and Paise Seventy Eight Only | 5885.25 | 6657.39 | 20009.85 | 366.345 | sqm | 266 | 989 | 1118.76 | 1.02 | Construction of chamber for 100mm sluice plates | item2 | 213 | Nos
6 | Dismantling artificial stone flooring upto 50 mm. thick by carefully chiselling without damaging the base and removing rubbish as directed within a lead of 75 m. a) In ground floor including roof. | BI01010001010000000000000515BI0100001117 | 3.62 | SQ.M | 56.56 | 204.7472 |  | Excess(+) | 1 | Full Conversion | INR | [40 empty] | 204.7472 | 204.7472 | INR Two Hundred & Four and Paise Seventy Five Only | 4849.49 | 5485.74 | 17555.1538 | 191.062 | sqm | 24 | 50 | 56.56 | 2 | Construction of chamber for 100mm sluices valve | item3 | 10 | Nos
7 | Dismantling artificial stone flooring upto 50 mm. thick by carefully chiselling without damaging the base and removing rubbish as directed within a lead of 75 m. 1ST FLOOR | BI01010001010000000000000515BI0100001118 | 4.56 | SQ.M | 63.35 | 4.56 |  | Excess(+) | 1 | Full Conversion | INR | [40 empty] | 288.876 | 288.876 | INR Two Hundred & Eighty Eight and Paise Eighty Eight Only | 328 | 371.03 | 1495.68 | 31.669 | cum | 5064.18 | 56 | 63.35 | 2 | Construction of chamber for 100mm sluices valve | item3 | 10 | Nos
8 | Taking out carefully G.C.I. or C.I. or asbestos sheets (including ridges etc.) from roof or wall after unscrewing bolts, nuts, screws etc.and stacking the material at site as directed. | BI01010001010000000000000515BI0100001119 | 16 | SQ.M | 46.38 | 16 |  | Excess(+) | 1 | Full Conversion | INR | [40 empty] | 742.08 | 742.08 | INR Seven Hundred & Forty Two and Paise Eight Only | 71269 | 80619.49 | 1140304 | 163.276 | cum | 5670.773 | 41 | 46.38 | 2 | Construction of chamber for 100mm sluices valve | item3 | 10 | Nos
9 | Stripping off worn out plaster and raking out joints of walls, celings etc. upto any height and in any floor including removing rubbish within a lead of 75m as directed. GROUND FLOOR | BI01010001010000000000000515BI0100001120 | 452 | SQ.M | 21.49 | 452 |  | Excess(+) | 1 | Full Conversion | INR | [40 empty] | 9713.48 | 9713.48 | INR Nine Thousand Seven Hundred & Thirteen and Paise Forty Eight Only | 178 | 201.35 | 80456 | 10.925 | cum | 5765.773 | 19 | 21.49 | 3 | Supplying, Conveying and fixing spls. Including ea | item4 | 10 | Nos
10 | Stripping off worn out plaster and raking out joints of walls, celings etc. upto any height and in any floor including removing rubbish within a lead of 75m as directed. 1ST FLOOR | BI01010001010000000000000515BI0100001121 | 515.1 | SQ.M | 21.49 | 11069.499 |  | Excess(+) | 1 | Full Conversion | INR | [40 empty] | 11069.499 | 11069.499 | INR Eleven Thousand &Sixty Nine and Paise Fifty Only | 4812 | 5443.33 | 2478661.2 | 1105.43 | sqm | 359 | 19 | 21.49 | 1.01 | Supplying, Conveying and fixing spls. Including eart | item1 | 123.223 | Nos
11 | Surface Dressing of the ground in any kind of soil including removing vegetation inequalities not exceeding 15 cm depth and disposal of the rubbish within a lead upto 75 m as directed. | BI01010001010000000000000515BI0100001122 | 54.843 | SQ.M | 11.31 | 620.2743 |  | Excess(+) | 1 | Full Conversion | INR | [40 empty] | 620.2743 | 620.2743 | INR Six Hundred & Twenty and Paise Twenty Seven Only | 664 | 751.12 | 36415.752 | 44.443 | sqm | 377 | 10 | 11.31
12 | (A) Filling in foundation or plinth by silver sand in layers not exceeding 150 mm as directed and consolidating the same by thorough saturation with water, ramming complete including the cost of supply of sand. (payment to be made on measurement of finished quantity) | BI01010001010000000000000515BI0100001123 | 4.8 | cu.m | 424.44 | 2037.312 |  | Excess(+) | 1 | Full Conversion | INR | [40 empty] | 2037.312 | 2037.312 | INR Two Thousand &Thirty Seven and Paise Thirty One Only | 119.27 | 134.92 | 572.496 | 692.078 | sqm | 21 | 375.21 | 424.44 | 2 | Construction of chamber for 100mm sluices valve | item3 | 10 | Nos
13 | Single Brick Flat Soling of picked jhama bricks including ramming and dressing bed to proper level and filling joints with local sand. | BI01010001010000000000000515BI0100001124 | 40 | sq.m | 332.57 | 13302.8 |  | Excess(+) | 1 | Full Conversion | INR | [40 empty] | 13302.8 | 13302.8 | INR Thirteen Thousand Three Hundred & Two and Paise Eighty Only | 77.54 | 87.71 | 3101.6 | 13.967 | M.T | 71269 | 294 | 332.57 | 3 | Supplying, Conveying and fixing spls. Including ea | item4 | 10 | Nos
14 | Labour for laying single brick flat soling including ramming and dressing bed to proper level and filling joints with powdered earth. | BI01010001010000000000000515BI0100001125 | 40 | sq.m | 45.25 | 1810 |  | Excess(+) | 1 | Full Conversion | INR | [40 empty] | 1810 | 1810 | INR One Thousand Eight Hundred & Ten Only | 119.27 | 134.92 | 4770.8 | 366.494 | cum | 119.27 | 40 | 45.25 | 2 | Construction of chamber for 100mm sluices valve | item3 | 10 | Nos
15 | Ordinary Cement concrete (mix 1:2:4) with graded stone chips (20 mm nominal size) excluding shuttering and reinforcement,if any, in ground floo as per relevant IS codes.a) Pakur Variety | BI01010001010000000000000515BI0100001126 | 2.4 | cu.m | 6180.06 | 14832.144 |  | Excess(+) | 1 | Full Conversion | INR | [40 empty] | 14832.144 | 14832.144 | INR Fourteen Thousand Eight Hundred & Thirty Two and Paise Fourteen Only | 119.27 | 134.92 | 286.248 | 366.494 | cum | 119.27 | 5463.276 | 6180.06 | 2 | Construction of chamber for 100mm sluices valve | item3 | 10 | Nos
16 | Plaster (to wall, floor, ceiling etc.) with sand and cement mortar including rounding off or chamfering corners as directed and raking out joints including throating, nosing and drip course, scaffolding/staging where necessary (Ground floor).[Excluding cost of chipping over concrete surface] (ii) With 1:4 cement mortar (c) 10 mm thick plaster (CEILING) GROUND FLOOR | BI01010001010000000000000515BI0100001127 | 55 | SQ.M | 138.01 | 7590.55 |  | Excess(+) | 1 | Full Conversion | INR | [40 empty] | 7590.55 | 7590.55 | INR Seven Thousand Five Hundred & Ninety and Paise Fifty Five Only | 77.54 | 87.71 | 4264.7 | 249.639 | cum | 77.54 | 122 | 138.01 | 3 | Supplying, Conveying and fixing spls. Including ea | item4 | 10 | Nos
17 | Plaster (to wall, floor, ceiling etc.) with sand and cement mortar including rounding off or chamfering corners as directed and raking out joints including throating, nosing and drip course, scaffolding/staging where necessary (Ground floor).[Excluding cost of chipping over concrete surface] (ii) With 1:4 cement mortar (c) 10 mm thick plaster (CEILING) 1ST FLOOR | BI01010001010000000000000515BI0100001128 | 52 | SQ.M | 142.53 | 7411.56 |  | Excess(+) | 1 | Full Conversion | INR | [40 empty] | 7411.56 | 7411.56 | INR Seven Thousand Four Hundred & Eleven and Paise Fifty Six Only | 24 | 27.15 | 1248 | 148.262 | cum | 487.41 | 126 | 142.53 | 1.01 | Supplying, Conveying and fixing spls. Including eart | item1 | 123.223 | Nos
18 | Plaster (to wall, floor, ceiling etc.) with sand and cement mortar including rounding off or chamfering corners as directed and raking out joints including throating, nosing and drip course, scaffolding/staging where necessary (Ground floor).[Excluding cost of chipping over concrete surface] With 6:1 cement mortar (c) 15 mm thick plaster (INSIDE) GROUND FLOOR | BI01010001010000000000000515BI0100001129 | 225 | SQ.M | 152.71 | 34359.75 |  | Excess(+) | 1 | Full Conversion | INR | [40 empty] | 34359.75 | 34359.75 | INR Thirty Four Thousand Three Hundred & Fifty Nine and Paise Seventy Five Only | 5885.25 | 6657.39 | 1324181.25 | 366.345 | sqm | 266 | 135 | 152.71 | 1.02 | Construction of chamber for 100mm sluice plates | item2 | 213 | Nos
19 | Plaster (to wall, floor, ceiling etc.) with sand and cement mortar including rounding off or chamfering corners as directed and raking out joints including throating, nosing and drip course, scaffolding/staging where necessary (Ground floor).[Excluding cost of chipping over concrete surface] With 6:1 cement mortar (c) 15 mm thick plaster (INSIDE) 1ST FLOOR | BI01010001010000000000000515BI0100001130 | 253 | SQ.M | 157.24 | 39781.72 |  | Excess(+) | 1 | Full Conversion | INR | [40 empty] | 39781.72 | 39781.72 | INR Thirty Nine Thousand Seven Hundred & Eighty One and Paise Seventy Two Only | 4849.49 | 5485.74 | 1226920.97 | 191.062 | sqm | 24 | 139 | 157.24 | 2 | Construction of chamber for 100mm sluices valve | item3 | 10 | Nos
20 | Plaster (to wall, floor, ceiling etc.) with sand and cement mortar including rounding off or chamfering corners as directed and raking out joints including throating, nosing and drip course, scaffolding/staging where necessary (Ground floor).[Excluding cost of chipping over concrete surface] With 6:1 cement mortar (A) 20 mm thick plaster (OUTSIDE) GROUND FLOOR | BI01010001010000000000000515BI0100001131 | 352 | SQ.M | 173.07 | 352 |  | Excess(+) | 1 | Full Conversion | INR | [40 empty] | 60920.64 | 60920.64 | INR Sixty Thousand Nine Hundred & Twenty and Paise Sixty Four Only | 328 | 371.03 | 115456 | 31.669 | cum | 5064.18 | 153 | 173.07 | 2 | Construction of chamber for 100mm sluices valve | item3 | 10 | Nos
21 | Plaster (to wall, floor, ceiling etc.) with sand and cement mortar including rounding off or chamfering corners as directed and raking out joints including throating, nosing and drip course, scaffolding/staging where necessary (Ground floor).[Excluding cost of chipping over concrete surface] With 6:1 cement mortar (A) 20 mm thick plaster (OUTSIDE) 1ST FLOOR | BI01010001010000000000000515BI0100001132 | 315 | SQ.M | 177.6 | 315 |  | Excess(+) | 1 | Full Conversion | INR | [40 empty] | 55944 | 55944 | INR Fifty Five Thousand Nine Hundred & Forty Four Only | 71269 | 80619.49 | 22449735 | 163.276 | cum | 5670.773 | 157 | 177.6 | 2 | Construction of chamber for 100mm sluices valve | item3 | 10 | Nos
22 | Neat cement punning about 1.5 mm. thick in wall, dado, window, sills, floor, drain etc. NOTE : Cement 0.152 cu.m. per 100 sq.m. | BI01010001010000000000000515BI0100001133 | 87 | SQ.M | 38.46 | 87 |  | Excess(+) | 1 | Full Conversion | INR | [40 empty] | 3346.02 | 3346.02 | INR Three Thousand Three Hundred & Forty Six and Paise Two Only | 178 | 201.35 | 15486 | 10.925 | cum | 5765.773 | 34 | 38.46 | 3 | Supplying, Conveying and fixing spls. Including ea | item4 | 10 | Nos
23 | Removal of rubbish,earth etc. from the working site and disposal of the same beyond the compound, in conformity with the Municipal / Corporation Rules for such disposal, loading into truck and cleaning the site in all respect as per direction of Engineer in charge | BI01010001010000000000000515BI0100001134 | 8 | CU.M | 187.78 | 1502.24 |  | Excess(+) | 1 | Full Conversion | INR | [40 empty] | 1502.24 | 1502.24 | INR One Thousand Five Hundred & Two and Paise Twenty Four Only | 4812 | 5443.33 | 38496 | 1105.43 | sqm | 359 | 166 | 187.78 | 1.01 | Supplying, Conveying and fixing spls. Including eart | item1 | 123.223 | Nos
24 | Ordinary Cement concrete (mix 1:1.5:3) with graded stone chips (20 mm nominal size) excluding shuttering and reinforcement if any, in ground floor as per relevant IS codes.(i) Pakur Variety GROUND FLOOR | BI01010001010000000000000515BI0100001135 | 5.0295 | CU.M | 6793.81 | 34169.4674 |  | Excess(+) | 1 | Full Conversion | INR | [40 empty] | 34169.4674 | 34169.4674 | INR Thirty Four Thousand One Hundred & Sixty Nine and Paise Forty Seven Only | 664 | 751.12 | 3339.588 | 44.443 | sqm | 377 | 6005.841 | 6793.81
25 | Ordinary Cement concrete (mix 1:1.5:3) with graded stone chips (20 mm nominal size) excluding shuttering and reinforcement if any, in ground floor as per relevant IS codes.(i) Pakur Variety 1ST FLOOR | BI01010001010000000000000515BI0100001136 | 1.1495 | CU.M | 6901.27 | 7933.0099 |  | Excess(+) | 1 | Full Conversion | INR | [40 empty] | 7933.0099 | 7933.0099 | INR Seven Thousand Nine Hundred & Thirty Three and Paise One Only | 119.27 | 134.92 | 137.1009 | 692.078 | sqm | 21 | 6100.841 | 6901.27 | 2 | Construction of chamber for 100mm sluices valve | item3 | 10 | Nos
26 | Reinforcement for reinforced concrete work in all sorts of structures including distribution bars, stirrups, binders etc initial straightening and removal of loose rust (if necessary), cutting to requisite length, hooking and bending to correct shape, placing in proper position and binding with 16 gauge black annealed wire at every intersection, complete as per drawing and direction.(a) For works in foundation and upto roof of ground floor/upto 4 m(i) Tor steel/Mild Steel I. SAIL/ TATA/RINL GROUND FLOOR | BI01010001010000000000000515BI0100001137 | 0.1 | M.T | 80619.49 | 8061.949 |  | Excess(+) | 1 | Full Conversion | INR | [40 empty] | 8061.949 | 8061.949 | INR Eight Thousand &Sixty One and Paise Ninety Five Only | 77.54 | 87.71 | 7.754 | 13.967 | M.T | 71269 | 71269 | 80619.49 | 3 | Supplying, Conveying and fixing spls. Including ea | item4 | 10 | Nos
27 | Reinforcement for reinforced concrete work in all sorts of structures including distribution bars, stirrups, binders etc initial straightening and removal of loose rust (if necessary), cutting to requisite length, hooking and bending to correct shape, placing in proper position and binding with 16 gauge black annealed wire at every intersection, complete as per drawing and direction.(a) For works in foundation and upto roof of ground floor/upto 4 m(i) Tor steel/Mild Steel I. SAIL/ TATA/RINL 1ST FLOOR | BI01010001010000000000000515BI0100001138 | 0.15 | M.T | 81105.91 | 12165.8865 |  | Excess(+) | 1 | Full Conversion | INR | [40 empty] | 12165.8865 | 12165.8865 | INR Twelve Thousand One Hundred & Sixty Five and Paise Eighty Nine Only | 119.27 | 134.92 | 17.8905 | 366.494 | cum | 119.27 | 71699 | 81105.91 | 2 | Construction of chamber for 100mm sluices valve | item3 | 10 | Nos
28 | Hire and labour charges for shuttering with centering and necessary staging upto 4 m using approved stout props and thick hard wood planks of approved thickness with required bracing for concrete slabs, beams and columns, lintels curved or straight including fitting, fixing and striking out after completion of works (upto roof of ground floor)(When the height of a particular floor is more than 4 m the equivalent floor height shall be taken as 4 m and extra for works beyond the initial 4 m ht. shall be allowed under 12 (e) for every 4 m or part thereof) (a) 25 mm to 30 mm thick wooden shuttering as per decision & direction of Engineer-In-Charge. GROUND FLOOR | BI01010001010000000000000515BI0100001139 | 12 | SQ.M | 363.12 | 4357.44 |  | Excess(+) | 1 | Full Conversion | INR | [40 empty] | 4357.44 | 4357.44 | INR Four Thousand Three Hundred & Fifty Seven and Paise Forty Four Only | 119.27 | 134.92 | 1431.24 | 366.494 | cum | 119.27 | 321 | 363.12 | 2 | Construction of chamber for 100mm sluices valve | item3 | 10 | Nos
29 | Hire and labour charges for shuttering with centering and necessary staging upto 4 m using approved stout props and thick hard wood planks of approved thickness with required bracing for concrete slabs, beams and columns, lintels curved or straight including fitting, fixing and striking out after completion of works (upto roof of ground floor)(When the height of a particular floor is more than 4 m the equivalent floor height shall be taken as 4 m and extra for works beyond the initial 4 m ht. shall be allowed under 12 (e) for every 4 m or part thereof) (a) 25 mm to 30 mm thick wooden shuttering as per decision & direction of Engineer-In-Charge. 1ST FLOOR | BI01010001010000000000000515BI0100001140 | 12 | SQ.M | 383.48 | 4601.76 |  | Excess(+) | 1 | Full Conversion | INR | [40 empty] | 4601.76 | 4601.76 | INR Four Thousand Six Hundred & One and Paise Seventy Six Only | 77.54 | 87.71 | 930.48 | 249.639 | cum | 77.54 | 339 | 383.48 | 3 | Supplying, Conveying and fixing spls. Including ea | item4 | 10 | Nos
30 | Brick work with 1st class bricks in cement mortar (1:6) (a) In foundation and plinth | BI01010001010000000000000515BI0100001141 | 3.2 | CU.M | 5096.06 | 16307.392 |  | Excess(+) | 1 | Full Conversion | INR | [40 empty] | 16307.392 | 16307.392 | INR Sixteen Thousand Three Hundred & Seven and Paise Thirty Nine Only | 24 | 27.15 | 76.8 | 148.262 | cum | 487.41 | 4505 | 5096.06 | 1.01 | Supplying, Conveying and fixing spls. Including eart | item1 | 123.223 | Nos
31 | Brick work with 1st class bricks in cement mortar (1:6) (b) In superstructure, ground floor | BI01010001010000000000000515BI0100001142 | 2.16 | CU.M | 5348.31 | 11552.3496 |  | Excess(+) | 1 | Full Conversion | INR | [40 empty] | 11552.3496 | 11552.3496 | INR Eleven Thousand Five Hundred & Fifty Two and Paise Thirty Five Only | 5885.25 | 6657.39 | 12712.14 | 366.345 | sqm | 266 | 4728 | 5348.31 | 1.02 | Construction of chamber for 100mm sluice plates | item2 | 213 | Nos
32 | 125 mm. thick brick work with 1st class bricks in cement mortar (1:4) in ground floor | BI01010001010000000000000515BI0100001143 | 15.6 | SQ.M | 707 | 11029.2 |  | Excess(+) | 1 | Full Conversion | INR | [40 empty] | 11029.2 | 11029.2 | INR Eleven Thousand &Twenty Nine and Paise Twenty Only | 4849.49 | 5485.74 | 75652.044 | 191.062 | sqm | 24 | 625 | 707 | 2 | Construction of chamber for 100mm sluices valve | item3 | 10 | Nos
33 | Supplying dividing strip fitted and fixed with cement mortar (1:3) in mosaic or patent stone floor, dado etc. complete as per direction of the Engineer-in-charge. (i) Glass - 3mm. Thick (b) 25 mm. wide strip | BI01010001010000000000000515BI0100001144 | 110 | mtr. | 20.36 | 110 |  | Excess(+) | 1 | Full Conversion | INR | [40 empty] | 2239.6 | 2239.6 | INR Two Thousand Two Hundred & Thirty Nine and Paise Sixty Only | 328 | 371.03 | 36080 | 31.669 | cum | 5064.18 | 18 | 20.36 | 2 | Construction of chamber for 100mm sluices valve | item3 | 10 | Nos
34 | (b) Applying 2 coats of Non-Toxic Acrylic Polymer modified Paint having adhesive & waterproofing properties by mixing in proportion (1 liquid: 4 cementitious material) or as per manufacturer's specification for water proofing layer in water tank etc. (No Departmental Cement is required) | BI01010001010000000000000515BI0100001145 | 120 | sq.m | 290.72 | 120 |  | Excess(+) | 1 | Full Conversion | INR | [40 empty] | 34886.4 | 34886.4 | INR Thirty Four Thousand Eight Hundred & Eighty Six and Paise Forty Only | 71269 | 80619.49 | 8552280 | 163.276 | cum | 5670.773 | 257 | 290.72 | 2 | Construction of chamber for 100mm sluices valve | item3 | 10 | Nos
35 | Ordinary Cement concrete (mix 1:2:4) with graded stone chips (6mm nominal size) excluding shuttering and reinforcement,if any, in gound floor as per relevant IS codes. (i) Pakur Variety | BI01010001010000000000000515BI0100001146 | 4.83 | cu.m | 5522.52 | 4.83 |  | Excess(+) | 1 | Full Conversion | INR | [40 empty] | 26673.7716 | 26673.7716 | INR Twenty Six Thousand Six Hundred & Seventy Three and Paise Seventy Seven Only | 178 | 201.35 | 859.74 | 10.925 | cum | 5765.773 | 4882 | 5522.52 | 3 | Supplying, Conveying and fixing spls. Including ea | item4 | 10 | Nos
36 | Precast pierced concrete jally work as per design and manufacturer's specification including moulding etc. with stone chips and necessary reinforcement shuttering complete including fitting, fixing in position in all floors. (a) 50 mm. thick panels | BI01010001010000000000000515BI0100001147 | 2.5 | sq.m | 406.1 | 1015.25 |  | Excess(+) | 1 | Full Conversion | INR | [40 empty] | 1015.25 | 1015.25 | INR One Thousand &Fifteen and Paise Twenty Five Only | 4812 | 5443.33 | 12030 | 1105.43 | sqm | 359 | 359 | 406.1 | 1.01 | Supplying, Conveying and fixing spls. Including eart | item1 | 123.223 | Nos
37 | Supplying, fitting and fixing M.S. clamps for door and window frame made of flat bent bar, end bifurcated with necessary screws etc. by cement concrete(1:2:4) as per direction. (Cost of concrete will be paid separately) (b) 40mm X 6mm, 200mm Length | BI01010001010000000000000515BI0100001148 | 44 | each | 28.28 | 1244.32 |  | Excess(+) | 1 | Full Conversion | INR | [40 empty] | 1244.32 | 1244.32 | INR One Thousand Two Hundred & Forty Four and Paise Thirty Two Only | 664 | 751.12 | 29216 | 44.443 | sqm | 377 | 25 | 28.28
38 | A) Iron door ring of approved quality fitted and fixed with nut and washer complete.(i) 50mm dia. | BI01010001010000000000000515BI0100001149 | 17 | each | 19.23 | 326.91 |  | Excess(+) | 1 | Full Conversion | INR | [40 empty] | 326.91 | 326.91 | INR Three Hundred & Twenty Six and Paise Ninety One Only | 119.27 | 134.92 | 2027.59 | 692.078 | sqm | 21 | 17 | 19.23 | 2 | Construction of chamber for 100mm sluices valve | item3 | 10 | Nos
39 | Renewing hinged cleat with old hinge and new screws. ii) Sal : Malayasian | BI01010001010000000000000515BI0100001150 | 18 | each | 45.25 | 814.5 |  | Excess(+) | 1 | Full Conversion | INR | [40 empty] | 814.5 | 814.5 | INR Eight Hundred & Fourteen and Paise Fifty Only | 77.54 | 87.71 | 1395.72 | 13.967 | M.T | 71269 | 40 | 45.25 | 3 | Supplying, Conveying and fixing spls. Including ea | item4 | 10 | Nos
40 | Taking out shutter of door and window, dismantling by parts (for repair or replacement of damaged parts) , reassembling and refitting and rehanging same with old fittings but with new screws as necessary. (Where different parts of same shutter are renewed under different item, payment under item 73 will be made once only). GROUND FLOOR | BI01010001010000000000000515BI0100001151 | 13.766 | sq.m | 142.53 | 1962.068 |  | Excess(+) | 1 | Full Conversion | INR | [40 empty] | 1962.068 | 1962.068 | INR One Thousand Nine Hundred & Sixty Two and Paise Seven Only | 119.27 | 134.92 | 1641.8708 | 366.494 | cum | 119.27 | 126 | 142.53 | 2 | Construction of chamber for 100mm sluices valve | item3 | 10 | Nos
41 | Taking out shutter of door and window, dismantling by parts (for repair or replacement of damaged parts) , reassembling and refitting and rehanging same with old fittings but with new screws as necessary. (Where different parts of same shutter are renewed under different item, payment under item 73 will be made once only). 1ST FLOOR | BI01010001010000000000000515BI0100001152 | 11.333 | sq.m | 142.53 | 1615.2925 |  | Excess(+) | 1 | Full Conversion | INR | [40 empty] | 1615.2925 | 1615.2925 | INR One Thousand Six Hundred & Fifteen and Paise Twenty Nine Only | 77.54 | 87.71 | 878.7608 | 249.639 | cum | 77.54 | 126 | 142.53 | 3 | Supplying, Conveying and fixing spls. Including ea | item4 | 10 | Nos
42 | Panel shutters of door and window, as per design (each panel consisting of single plank without joint), including fitting and fixing the same in position but excluding the cost of hinge and other fittings. In ground floor. (In case of non-supply of single plank, penal rate of reduction of 20% will be made) (iii) 35mm thick shutters with 19mm thick panel of size 30to 45 Cm.. (b) Sishu, Gamar, Champ,Badam,Bhola,Mogra, Hallak. GROUND FLOOR | BI01010001010000000000000515BI0100001153 | 6 | sq.m | 3154.92 | 18929.52 |  | Excess(+) | 1 | Full Conversion | INR | [40 empty] | 18929.52 | 18929.52 | INR Eighteen Thousand Nine Hundred & Twenty Nine and Paise Fifty Two Only | 24 | 27.15 | 144 | 148.262 | cum | 487.41 | 2789 | 3154.92 | 1.01 | Supplying, Conveying and fixing spls. Including eart | item1 | 123.223 | Nos
43 | Panel shutters of door and window, as per design (each panel consisting of single plank without joint), including fitting and fixing the same in position but excluding the cost of hinge and other fittings. In ground floor. (In case of non-supply of single plank, penal rate of reduction of 20% will be made) (iii) 35mm thick shutters with 19mm thick panel of size 30to 45 Cm.. (b) Sishu, Gamar, Champ,Badam,Bhola,Mogra, Hallak. 1ST FLOOR | BI01010001010000000000000515BI0100001154 | 6 | sq.m | 3187.72 | 19126.32 |  | Excess(+) | 1 | Full Conversion | INR | [40 empty] | 19126.32 | 19126.32 | INR Nineteen Thousand One Hundred & Twenty Six and Paise Thirty Two Only | 5885.25 | 6657.39 | 35311.5 | 366.345 | sqm | 266 | 2818 | 3187.72 | 1.02 | Construction of chamber for 100mm sluice plates | item2 | 213 | Nos
44 | Wood work in door and window frame fitted and fixed in position complete including a protective coat of painting at the contact surface of the frame exluding cost of concrete, Iron Butt Hinges and M.S clamps. (The quantum should be correted upto three decimals). Sal : Malayasian GROUND FLOOR | BI01010001010000000000000515BI0100001155 | 0.18 | cu.m | 86079.8 | 15494.364 |  | Excess(+) | 1 | Full Conversion | INR | [40 empty] | 15494.364 | 15494.364 | INR Fifteen Thousand Four Hundred & Ninety Four and Paise Thirty Six Only | 4849.49 | 5485.74 | 872.9082 | 191.062 | sqm | 24 | 76096 | 86079.8 | 2 | Construction of chamber for 100mm sluices valve | item3 | 10 | Nos
45 | Wood work in door and window frame fitted and fixed in position complete including a protective coat of painting at the contact surface of the frame exluding cost of concrete, Iron Butt Hinges and M.S clamps. (The quantum should be correted upto three decimals). Sal : Malayasian 1ST FLOOR | BI01010001010000000000000515BI0100001156 | 0.16 | cu.m | 86306.04 | 13808.9664 |  | Excess(+) | 1 | Full Conversion | INR | [40 empty] | 13808.9664 | 13808.9664 | INR Thirteen Thousand Eight Hundred & Eight and Paise Ninety Seven Only | 328 | 371.03 | 52.48 | 31.669 | cum | 5064.18 | 76296 | 86306.04 | 2 | Construction of chamber for 100mm sluices valve | item3 | 10 | Nos
46 | Supplying solid flush type doors of commercial quality, the timber frame consisting of top and bottom rails and side styles of well seasoned timber 65mm wide each and the entire frame fitted with 37.5mm wide battens places both ways in order to make the door of solid core and internal lipping with Garjan or similar wood veneers using phenol formaldehyde as glue etc. complete, including fitting, fixing shutters in position but excluding the cost of hinges and other fittings in ground floor. (b) 32 mm thick shutters (single leaf) | BI01010001010000000000000515BI0100001157 | 6 | sq.m | 2668.5 | 16011 |  | Excess(+) | 1 | Full Conversion | INR | [40 empty] | 16011 | 16011 | INR Sixteen Thousand &Eleven Only | 71269 | 80619.49 | 427614 | 163.276 | cum | 5670.773 | 2359 | 2668.5 | 2 | Construction of chamber for 100mm sluices valve | item3 | 10 | Nos
47 | Anodised aliminium D-type handle of approved quality manufactured from extruded section conforming to I.S. specification (I.S. 230/72) fitted and fixed complete: b) With round base: (iii) 100 mm grip x 12 mm dia rod. | BI01010001010000000000000515BI0100001158 | 8 | each | 96.15 | 769.2 |  | Excess(+) | 1 | Full Conversion | INR | [40 empty] | 769.2 | 769.2 | INR Seven Hundred & Sixty Nine and Paise Twenty Only | 178 | 201.35 | 1424 | 10.925 | cum | 5765.773 | 85 | 96.15 | 3 | Supplying, Conveying and fixing spls. Including ea | item4 | 10 | Nos
48 | i) Iron hasp bolt of approved quality fitted and fixed complete (oxidised) with 16mm dia rod with centre bolt and round fitting. 200mm Long | BI01010001010000000000000515BI0100001159 | 8 | each | 151.58 | 1212.64 |  | Excess(+) | 1 | Full Conversion | INR | [40 empty] | 1212.64 | 1212.64 | INR One Thousand Two Hundred & Twelve and Paise Sixty Four Only | 4812 | 5443.33 | 38496 | 1105.43 | sqm | 359 | 134 | 151.58 | 1.01 | Supplying, Conveying and fixing spls. Including eart | item1 | 123.223 | Nos
49 | Anodised aluminium barrel / tower / socket bolt (full covered) of approved manufactured from extruded section conforming to I.S. 204/74 fitted and fixed with cadmium plated screws: (iii) 100mm long x 10mm dia. bolt. | BI01010001010000000000000515BI0100001160 | 8 | each | 59.95 | 479.6 |  | Excess(+) | 1 | Full Conversion | INR | [40 empty] | 479.6 | 479.6 | INR Four Hundred & Seventy Nine and Paise Sixty Only | 664 | 751.12 | 5312 | 44.443 | sqm | 377 | 53 | 59.95
50 | Fixed louver shutters of doors and windows as per design,including fitting & fixing same in position but excluding the cost of hinges and other fittings in(iii) 35mm thick shutters with 12mm thick valve.(b) Sishu, Gamar, Champ,Badam,Bhola, Mogra, Hallak. | BI01010001010000000000000515BI0100001161 | 1.8 | sq.m | 3916.21 | 7049.178 |  | Excess(+) | 1 | Full Conversion | INR | [40 empty] | 7049.178 | 7049.178 | INR Seven Thousand &Forty Nine and Paise Eighteen Only | 119.27 | 134.92 | 214.686 | 692.078 | sqm | 21 | 3462 | 3916.21 | 2 | Construction of chamber for 100mm sluices valve | item3 | 10 | Nos
51 | Iron butt hinges of approved quality fitted and fixed with steel screws, with ISI mark.(vi) 100mm. X 50mm. X 1.25mm. | BI01010001010000000000000515BI0100001162 | 40 | each | 48.64 | 1945.6 |  | Excess(+) | 1 | Full Conversion | INR | [40 empty] | 1945.6 | 1945.6 | INR One Thousand Nine Hundred & Forty Five and Paise Sixty Only | 77.54 | 87.71 | 3101.6 | 13.967 | M.T | 71269 | 43 | 48.64 | 3 | Supplying, Conveying and fixing spls. Including ea | item4 | 10 | Nos
52 | Supplying, fitting and fixing fibre reinforced polymer (FRP) Composite door frame as per approved section with glass fibre reinforced plastic moulded skins and a special sandwich core, so as to impart monolitaheic composite structure as per approved technology of Department of Science and Technology (DST) to safisfy IS: 4020 door testing performance criteria.. (i) 66mm x 90mm | BI01010001010000000000000515BI0100001163 | 15 | mtr. | 562.21 | 8433.15 |  | Excess(+) | 1 | Full Conversion | INR | [40 empty] | 8433.15 | 8433.15 | INR Eight Thousand Four Hundred & Thirty Three and Paise Fifteen Only | 119.27 | 134.92 | 1789.05 | 366.494 | cum | 119.27 | 497 | 562.21 | 2 | Construction of chamber for 100mm sluices valve | item3 | 10 | Nos
53 | Supplying, fitting & fixing fibre reinforced polymer (FRP) Composite door shutters as per approved design with glass fibre reinforced plastic moulded skins and a special sandwich core, so as to impart monolitaheic composite structure as per approved technology of Department of Science and Technology (DST) to satisfy IS:4020 door testing performance criteria. In ground floor. (i) 32 mm thick Sq.m | BI01010001010000000000000515BI0100001164 | 6.72 | sq.m | 3125.51 | 21003.4272 |  | Excess(+) | 1 | Full Conversion | INR | [40 empty] | 21003.4272 | 21003.4272 | INR Twenty One Thousand &Three and Paise Forty Three Only | 77.54 | 87.71 | 521.0688 | 249.639 | cum | 77.54 | 2763 | 3125.51 | 3 | Supplying, Conveying and fixing spls. Including ea | item4 | 10 | Nos
54 | Supplying, fitting & fixing factory made solid panel foam PVC (density shall not be less than 600 kg/cum) door shutter consisting of 19 SWG thick M.S. tube of size 40mm X 20mm for styles and top, lock & bottom rail and welded together to form outer framework including a coat of approved make steel primer. M.S. frame shall be covered with 5mm thick heat moulded PVC channel to form 30mm X 100mm styles and 5mm thick PVC sheet on either side of panel to form 30mm X 125mm top, lock & bottom rail where 15mm (5mm X 3) thick and 20mm wide PVC sheet to be provide as gap insert for top & bottom rail. For panel 10mm PVC sheet to be fitted with stiles & rails with 30mm X 5mm PVC sheet beading on either side of panel and additional 30mm PVC beading as gap insert below top & bottom rail on either side of panel joined together using solvent cement adhesive. An additional 5mm thick and 20mm wide PVC strip to be stuck on the interior side of the PVC channel using using solvent cement adhesive etc. complete excluding all necessary hardwares as per direction of Engineer-in-Charge. In Ground floor. 30mm thick single leaf shutter with 10mm thick panel. Plain Colour | BI01010001010000000000000515BI0100001165 | 2.1 | mtr. | 3288.4 | 6905.64 |  | Excess(+) | 1 | Full Conversion | INR | [40 empty] | 6905.64 | 6905.64 | INR Six Thousand Nine Hundred & Five and Paise Sixty Four Only | 24 | 27.15 | 50.4 | 148.262 | cum | 487.41 | 2907 | 3288.4 | 1.01 | Supplying, Conveying and fixing spls. Including eart | item1 | 123.223 | Nos
55 | Renewing bottom rail or top runners of collapsible gate including mending good all damages. | BI01010001010000000000000515BI0100001166 | 10 | kg | 88.23 | 882.3 |  | Excess(+) | 1 | Full Conversion | INR | [40 empty] | 882.3 | 882.3 | INR Eight Hundred & Eighty Two and Paise Thirty Only | 5885.25 | 6657.39 | 58852.5 | 366.345 | sqm | 266 | 78 | 88.23 | 1.02 | Construction of chamber for 100mm sluice plates | item2 | 213 | Nos
56 | Reparing collapsible gate by cutting out all rivets as necessary reassambling all members including welding pieces of channels, sraightening bent bars and rivetting with new rivets and fitting in position and painting two coats. | BI01010001010000000000000515BI0100001167 | 4 | sq.m | 428.72 | 1714.88 |  | Excess(+) | 1 | Full Conversion | INR | [40 empty] | 1714.88 | 1714.88 | INR One Thousand Seven Hundred & Fourteen and Paise Eighty Eight Only | 4849.49 | 5485.74 | 19397.96 | 191.062 | sqm | 24 | 379 | 428.72 | 2 | Construction of chamber for 100mm sluices valve | item3 | 10 | Nos
57 | Easing and oiling, cleaning collapsible gate and repairing to locking arrangements. | BI01010001010000000000000515BI0100001168 | 4 | sq.m | 19.23 | 76.92 |  | Excess(+) | 1 | Full Conversion | INR | [40 empty] | 76.92 | 76.92 | INR Seventy Six and Paise Ninety Two Only | 328 | 371.03 | 1312 | 31.669 | cum | 5064.18 | 17 | 19.23 | 2 | Construction of chamber for 100mm sluices valve | item3 | 10 | Nos
58 | Easing and oiling, cleaning rolling shutters excluding repair to inside locks. | BI01010001010000000000000515BI0100001169 | 4 | sq.m | 13.57 | 54.28 |  | Excess(+) | 1 | Full Conversion | INR | [40 empty] | 54.28 | 54.28 | INR Fifty Four and Paise Twenty Eight Only | 71269 | 80619.49 | 285076 | 163.276 | cum | 5670.773 | 12 | 13.57 | 2 | Construction of chamber for 100mm sluices valve | item3 | 10 | Nos
59 | Supplying best Indian sheet glass panes set in putty and fitted and fixed with nails and putty complete. (In all floors for internal wall & upto 6 m height for external wall) ii) 4 mm thick | BI01010001010000000000000515BI0100001170 | 4.374 | sq.m | 606.32 | 2652.0437 |  | Excess(+) | 1 | Full Conversion | INR | [40 empty] | 2652.0437 | 2652.0437 | INR Two Thousand Six Hundred & Fifty Two and Paise Four Only | 178 | 201.35 | 778.572 | 10.925 | cum | 5765.773 | 536 | 606.32 | 3 | Supplying, Conveying and fixing spls. Including ea | item4 | 10 | Nos
60 | Renewing worn out putty of glass panes : (a) Panes not exceeding 0.2 Sq.m | BI01010001010000000000000515BI0100001171 | 24 | each | 37.33 | 895.92 |  | Excess(+) | 1 | Full Conversion | INR | [40 empty] | 895.92 | 895.92 | INR Eight Hundred & Ninety Five and Paise Ninety Two Only | 4812 | 5443.33 | 115488 | 1105.43 | sqm | 359 | 33 | 37.33 | 1.01 | Supplying, Conveying and fixing spls. Including eart | item1 | 123.223 | Nos
61 | Extra for fixing glass panes in steel window. | BI01010001010000000000000515BI0100001172 | 4.374 | sq.m | 75.79 | 331.5055 |  | Excess(+) | 1 | Full Conversion | INR | [40 empty] | 331.5055 | 331.5055 | INR Three Hundred & Thirty One and Paise Fifty One Only | 664 | 751.12 | 2904.336 | 44.443 | sqm | 377 | 67 | 75.79
62 | Making one set of scaffolding only for replacing glass panels, painting, uprooting plant and another repairing works of building and S&P works for external works only with 10 cm. dia bamboo as main posts at the rate of 1 metre centre to centre and 7.5 cm. dia bamboo ties @ 0.75 metre apart fitting and fixing with necessary coir, nails etc. as per direction of the Engineer-incharge.(This item should be executed only after prior approval of the Engineer-incharge). Firstly, one number to be paid and then labour rate for shifting up to further nineteenth (19) times @ 10% each time to be considered. If necessary further after twenty times of total use, another one number new and labour rate for shifting to be considered accordingly. a) 3.90 metre height | BI01010001010000000000000515BI0100001173 | 4 | each | 315.6 | 1262.4 |  | Excess(+) | 1 | Full Conversion | INR | [40 empty] | 1262.4 | 1262.4 | INR One Thousand Two Hundred & Sixty Two and Paise Forty Only | 119.27 | 134.92 | 477.08 | 692.078 | sqm | 21 | 279 | 315.6 | 2 | Construction of chamber for 100mm sluices valve | item3 | 10 | Nos
63 | Making one set of scaffolding only for replacing glass panels, painting, uprooting plant and another repairing works of building and S&P works for external works only with 10 cm. dia bamboo as main posts at the rate of 1 metre centre to centre and 7.5 cm. dia bamboo ties @ 0.75 metre apart fitting and fixing with necessary coir, nails etc. as per direction of the Engineer-incharge.(This item should be executed only after prior approval of the Engineer-incharge). Firstly, one number to be paid and then labour rate for shifting up to further nineteenth (19) times @ 10% each time to be considered. If necessary further after twenty times of total use, another one number new and labour rate for shifting to be considered accordingly. a) 3.90 metre height b) Extra for additional 3.6 height or part thereof | BI01010001010000000000000515BI0100001174 | 4 | each | 277.14 | 1108.56 |  | Excess(+) | 1 | Full Conversion | INR | [40 empty] | 1108.56 | 1108.56 | INR One Thousand One Hundred & Eight and Paise Fifty Six Only | 77.54 | 87.71 | 310.16 | 13.967 | M.T | 71269 | 245 | 277.14 | 3 | Supplying, Conveying and fixing spls. Including ea | item4 | 10 | Nos
64 | Cleaning and removing paint mark from glass pane with spirit and removing strains etc. | BI01010001010000000000000515BI0100001175 | 14.58 | sq.m | 19.23 | 280.3734 |  | Excess(+) | 1 | Full Conversion | INR | [40 empty] | 280.3734 | 280.3734 | INR Two Hundred & Eighty and Paise Thirty Seven Only | 119.27 | 134.92 | 1738.9566 | 366.494 | cum | 119.27 | 17 | 19.23 | 2 | Construction of chamber for 100mm sluices valve | item3 | 10 | Nos
65 | Acrylic Distemper to interior wall, ceiling with a coat of solvent based interior grade acrylic primer (as per manufacturer's specification) including cleaning and smoothning of surface. Two Coats GROUND FLOOR | BI01010001010000000000000515BI0100001176 | 280 | sq.m | 79.18 | 22170.4 |  | Excess(+) | 1 | Full Conversion | INR | [40 empty] | 22170.4 | 22170.4 | INR Twenty Two Thousand One Hundred & Seventy and Paise Forty Only | 77.54 | 87.71 | 21711.2 | 249.639 | cum | 77.54 | 70 | 79.18 | 3 | Supplying, Conveying and fixing spls. Including ea | item4 | 10 | Nos
66 | Acrylic Distemper to interior wall, ceiling with a coat of solvent based interior grade acrylic primer (as per manufacturer's specification) including cleaning and smoothning of surface. Two Coats 1ST FLOOR | BI01010001010000000000000515BI0100001177 | 305 | sq.m | 79.18 | 24149.9 |  | Excess(+) | 1 | Full Conversion | INR | [40 empty] | 24149.9 | 24149.9 | INR Twenty Four Thousand One Hundred & Forty Nine and Paise Ninety Only | 24 | 27.15 | 7320 | 148.262 | cum | 487.41 | 70 | 79.18 | 1.01 | Supplying, Conveying and fixing spls. Including eart | item1 | 123.223 | Nos
67 | Applying Exterior grade Acrylic primer of approved quality and brand on plastered or cencrete surface old or new surface to receive decorative textured(matt finish) or smooth finish acrylic exterior emulsion paint including scraping and preparing the surface throughly, complete as per manufacturer's specification and as per direction of the EIC. (b) Two Coats GROUND FLOOR | BI01010001010000000000000515BI0100001178 | 230 | sq.m | 51.02 | 11734.6 |  | Excess(+) | 1 | Full Conversion | INR | [40 empty] | 11734.6 | 11734.6 | INR Eleven Thousand Seven Hundred & Thirty Four and Paise Sixty Only | 5885.25 | 6657.39 | 1353607.5 | 366.345 | sqm | 266 | 45.1 | 51.02 | 1.02 | Construction of chamber for 100mm sluice plates | item2 | 213 | Nos
68 | Applying Exterior grade Acrylic primer of approved quality and brand on plastered or cencrete surface old or new surface to receive decorative textured(matt finish) or smooth finish acrylic exterior emulsion paint including scraping and preparing the surface throughly, complete as per manufacturer's specification and as per direction of the EIC. (b) Two Coats 1ST FLOOR | BI01010001010000000000000515BI0100001179 | 315 | sq.m | 51.82 | 16323.3 |  | Excess(+) | 1 | Full Conversion | INR | [40 empty] | 16323.3 | 16323.3 | INR Sixteen Thousand Three Hundred & Twenty Three and Paise Thirty Only | 4849.49 | 5485.74 | 1527589.35 | 191.062 | sqm | 24 | 45.81 | 51.82 | 2 | Construction of chamber for 100mm sluices valve | item3 | 10 | Nos
69 | Protective and Decorative Acrylic exterior emulsion paint of approved quality, as per manufacturer's specification and as per direction of EIC to be applied over acrylic primer as required. The rate includes cost of material, labour, scaffolding and all incidental charges but excluding the cost of primer. Premium 100% Acrylic Emulsion GROUND FLOOR | BI01010001010000000000000515BI0100001180 | 230 | sq.m | 95.02 | 21854.6 |  | Excess(+) | 1 | Full Conversion | INR | [40 empty] | 21854.6 | 21854.6 | INR Twenty One Thousand Eight Hundred & Fifty Four and Paise Sixty Only | 328 | 371.03 | 75440 | 31.669 | cum | 5064.18 | 84 | 95.02 | 2 | Construction of chamber for 100mm sluices valve | item3 | 10 | Nos
70 | Protective and Decorative Acrylic exterior emulsion paint of approved quality, as per manufacturer's specification and as per direction of EIC to be applied over acrylic primer as required. The rate includes cost of material, labour, scaffolding and all incidental charges but excluding the cost of primer. Premium 100% Acrylic Emulsion 1ST FLOOR | BI01010001010000000000000515BI0100001181 | 315 | sq.m | 95.82 | 30183.3 |  | Excess(+) | 1 | Full Conversion | INR | [40 empty] | 30183.3 | 30183.3 | INR Thirty Thousand One Hundred & Eighty Three and Paise Thirty Only | 71269 | 80619.49 | 22449735 | 163.276 | cum | 5670.773 | 84.71 | 95.82 | 2 | Construction of chamber for 100mm sluices valve | item3 | 10 | Nos
71 | Priming one coat on steel or other metal surface with synthetic oil bound primer of approved quality including smoothening surfaces by sand papering GROUND FLOOR | BI01010001010000000000000515BI0100001182 | 40 | sq.m | 32.8 | 1312 |  | Excess(+) | 1 | Full Conversion | INR | [40 empty] | 1312 | 1312 | INR One Thousand Three Hundred & Twelve Only | 178 | 201.35 | 7120 | 10.925 | cum | 5765.773 | 29 | 32.8 | 3 | Supplying, Conveying and fixing spls. Including ea | item4 | 10 | Nos
72 | Priming one coat on steel or other metal surface with synthetic oil bound primer of approved quality including smoothening surfaces by sand papering 1ST FLOOR | BI01010001010000000000000515BI0100001183 | 36 | sq.m | 32.8 | 1180.8 |  | Excess(+) | 1 | Full Conversion | INR | [40 empty] | 1180.8 | 1180.8 | INR One Thousand One Hundred & Eighty and Paise Eighty Only | 4812 | 5443.33 | 173232 | 1105.43 | sqm | 359 | 29 | 32.8 | 1.01 | Supplying, Conveying and fixing spls. Including eart | item1 | 123.223 | Nos
73 | (A) Painting with best quality synthetic enamel paint of approved make and brand including smoothening surface by sand papering etc. including using of approved putty etc. on the surface, if necessary : (a) On timber or plastered surface : With super gloss (hi-gloss) -(b) On steel or other metal surface :(iv) Two coats (with any shade except white) GROUND FLOOR | BI01010001010000000000000515BI0100001184 | 40 | sq.m | 89.36 | 3574.4 |  | Excess(+) | 1 | Full Conversion | INR | [40 empty] | 3574.4 | 3574.4 | INR Three Thousand Five Hundred & Seventy Four and Paise Forty Only | 664 | 751.12 | 26560 | 44.443 | sqm | 377 | 79 | 89.36
74 | (A) Painting with best quality synthetic enamel paint of approved make and brand including smoothening surface by sand papering etc. including using of approved putty etc. on the surface, if necessary : With super gloss (hi-gloss) -(b) On steel or other metal surface :(iv) Two coats (with any shade except white) 1ST FLOOR | BI01010001010000000000000515BI0100001185 | 36 | sq.m | 89.36 | 3216.96 |  | Excess(+) | 1 | Full Conversion | INR | [40 empty] | 3216.96 | 3216.96 | INR Three Thousand Two Hundred & Sixteen and Paise Ninety Six Only | 119.27 | 134.92 | 4293.72 | 692.078 | sqm | 21 | 79 | 89.36 | 2 | Construction of chamber for 100mm sluices valve | item3 | 10 | Nos
75 | Priming one coat on timber or plastered surface with synthetic oil bound primer of approved quality including smoothening surfaces by sand papering GROUND FLOOR | BI01010001010000000000000515BI0100001186 | 62 | sq.m | 42.99 | 2665.38 |  | Excess(+) | 1 | Full Conversion | INR | [40 empty] | 2665.38 | 2665.38 | INR Two Thousand Six Hundred & Sixty Five and Paise Thirty Eight Only | 77.54 | 87.71 | 4807.48 | 13.967 | M.T | 71269 | 38 | 42.99 | 3 | Supplying, Conveying and fixing spls. Including ea | item4 | 10 | Nos
76 | Priming one coat on timber or plastered surface with synthetic oil bound primer of approved quality including smoothening surfaces by sand papering 1ST FLOOR | BI01010001010000000000000515BI0100001187 | 62 | sq.m | 42.99 | 2665.38 |  | Excess(+) | 1 | Full Conversion | INR | [40 empty] | 2665.38 | 2665.38 | INR Two Thousand Six Hundred & Sixty Five and Paise Thirty Eight Only | 119.27 | 134.92 | 7394.74 | 366.494 | cum | 119.27 | 38 | 42.99 | 2 | Construction of chamber for 100mm sluices valve | item3 | 10 | Nos
77 | (A) Painting with best quality synthetic enamel paint of approved make and brand including smoothening surface by sand papering etc. including using of approved putty etc. on the surface, if necessary : (a) On timber or plastered surface : With super gloss (hi-gloss) -(iv) Two coats (with any shade except white) GROUND FLOOR | BI01010001010000000000000515BI0100001188 | 62 | sq.m | 91.63 | 5681.06 |  | Excess(+) | 1 | Full Conversion | INR | [40 empty] | 5681.06 | 5681.06 | INR Five Thousand Six Hundred & Eighty One and Paise Six Only | 77.54 | 87.71 | 4807.48 | 249.639 | cum | 77.54 | 81 | 91.63 | 3 | Supplying, Conveying and fixing spls. Including ea | item4 | 10 | Nos
78 | (A) Painting with best quality synthetic enamel paint of approved make and brand including smoothening surface by sand papering etc. including using of approved putty etc. on the surface, if necessary : (a) On timber or plastered surface : With super gloss (hi-gloss) -(iv) Two coats (with any shade except white) 1ST FLOOR | BI01010001010000000000000515BI0100001189 | 62 | sq.m | 91.63 | 5681.06 |  | Excess(+) | 1 | Full Conversion | INR | [40 empty] | 5681.06 | 5681.06 | INR Five Thousand Six Hundred & Eighty One and Paise Six Only | 24 | 27.15 | 1488 | 148.262 | cum | 487.41 | 81 | 91.63 | 1.01 | Supplying, Conveying and fixing spls. Including eart | item1 | 123.223 | Nos
79 | Artificial stone in floor, dado, staircase etc with cement concrete (1:2:4) with stone chips, laid in panels as directed with topping made with ordinary or white cement (as necessary) and marble dust in proportion (1:2) including smooth finishing and rounding off corners including raking out joints or roughening of concrete surface and application of cement slurry before flooring works using cement @ 1.75 kg/sq.m all complete including all materials and labour. In ground floor. 3 mm. thick topping (High polishing grinding on this item is not permitted with ordinary cement). Using grey cement (iii) 35 mm. thick GROUND FLOOR | BI01010001010000000000000515BI0100001190 | 30 | sq.m | 357.46 | 10723.8 |  | Excess(+) | 1 | Full Conversion | INR | [40 empty] | 10723.8 | 10723.8 | INR Ten Thousand Seven Hundred & Twenty Three and Paise Eighty Only | 5885.25 | 6657.39 | 176557.5 | 366.345 | sqm | 266 | 316 | 357.46 | 1.02 | Construction of chamber for 100mm sluice plates | item2 | 213 | Nos
80 | Artificial stone in floor, dado, staircase etc with cement concrete (1:2:4) with stone chips, laid in panels as directed with topping made with ordinary or white cement (as necessary) and marble dust in proportion (1:2) including smooth finishing and rounding off corners including raking out joints or roughening of concrete surface and application of cement slurry before flooring works using cement @ 1.75 kg/sq.m all complete including all materials and labour. In ground floor. 3 mm. thick topping (High polishing grinding on this item is not permitted with ordinary cement). Using grey cement (iii) 35 mm. thick 1ST FLOOR | BI01010001010000000000000515BI0100001191 | 30 | sq.m | 362.82 | 10884.6 |  | Excess(+) | 1 | Full Conversion | INR | [40 empty] | 10884.6 | 10884.6 | INR Ten Thousand Eight Hundred & Eighty Four and Paise Sixty Only | 4849.49 | 5485.74 | 145484.7 | 191.062 | sqm | 24 | 320.74 | 362.82 | 2 | Construction of chamber for 100mm sluices valve | item3 | 10 | Nos
81 | 18 mm. to 22 mm. thick, kota stone slab set in 20 mm thick (avg) cement mortar (1:4) in floor, stair & lobby including pointing in cement slurry with admixture of pigment matching the stone shade, including grinding & polishing as per direction of Engineer - in - charge to match with the existing work. [Slurry for bedding @ 4.4 kg/Sq.m and pointing @2.0 kg/Sq.m] GROUND FLOOR | BI01010001010000000000000515BI0100001192 | 18 | sq.m | 1134.59 | 20422.62 |  | Excess(+) | 1 | Full Conversion | INR | [40 empty] | 20422.62 | 20422.62 | INR Twenty Thousand Four Hundred & Twenty Two and Paise Sixty Two Only | 328 | 371.03 | 5904 | 31.669 | cum | 5064.18 | 1003 | 1134.59 | 2 | Construction of chamber for 100mm sluices valve | item3 | 10 | Nos
82 | 18 mm. to 22 mm. thick, kota stone slab set in 20 mm thick (avg) cement mortar (1:4) in floor, stair & lobby including pointing in cement slurry with admixture of pigment matching the stone shade, including grinding & polishing as per direction of Engineer - in - charge to match with the existing work. [Slurry for bedding @ 4.4 kg/Sq.m and pointing @2.0 kg/Sq.m] 1ST FLOOR | BI01010001010000000000000515BI0100001193 | 18 | sq.m | 1148.17 | 20667.06 |  | Excess(+) | 1 | Full Conversion | INR | [40 empty] | 20667.06 | 20667.06 | INR Twenty Thousand Six Hundred & Sixty Seven and Paise Six Only | 71269 | 80619.49 | 1282842 | 163.276 | cum | 5670.773 | 1015 | 1148.17 | 2 | Construction of chamber for 100mm sluices valve | item3 | 10 | Nos
83 | Supplying, fitting and fixing 18 mm. to 22 mm. thick kota stone slab in wall, dado in 15 mm thick [avg] cement mortar (1:3) including making suitable arrangement to hold the stone properly by brass / copper hooks including pointing in cement mortar (1:2) (1 cement : 2 marble dust) with admixture of pigments matching the stone shade, including grinding and polishing all complete as per direction of Engineer-in-charge including cost of materials, labour, scaffolding, staging, curing complete. [Using cement slurry for bedding @4.4 kg/Sq.m and for jointing @1.8 kg/Sq.m] GROUND FLOOR | BI01010001010000000000000515BI0100001194 | 2.5 | sq.m | 1291.83 | 3229.575 |  | Excess(+) | 1 | Full Conversion | INR | [40 empty] | 3229.575 | 3229.575 | INR Three Thousand Two Hundred & Twenty Nine and Paise Fifty Seven Only | 178 | 201.35 | 445 | 10.925 | cum | 5765.773 | 1142 | 1291.83 | 3 | Supplying, Conveying and fixing spls. Including ea | item4 | 10 | Nos
84 | Supplying, fitting and fixing 18 mm. to 22 mm. thick kota stone slab in wall, dado in 15 mm thick [avg] cement mortar (1:3) including making suitable arrangement to hold the stone properly by brass / copper hooks including pointing in cement mortar (1:2) (1 cement : 2 marble dust) with admixture of pigments matching the stone shade, including grinding and polishing all complete as per direction of Engineer-in-charge including cost of materials, labour, scaffolding, staging, curing complete. [Using cement slurry for bedding @4.4 kg/Sq.m and for jointing @1.8 kg/Sq.m] 1ST FLOOR | BI01010001010000000000000515BI0100001195 | 2.5 | sq.m | 1305.4 | 3263.5 |  | Excess(+) | 1 | Full Conversion | INR | [40 empty] | 3263.5 | 3263.5 | INR Three Thousand Two Hundred & Sixty Three and Paise Fifty Only | 4812 | 5443.33 | 12030 | 1105.43 | sqm | 359 | 1154 | 1305.4 | 1.01 | Supplying, Conveying and fixing spls. Including eart | item1 | 123.223 | Nos
85 | Extra cost of labour for prefinished and premoulded Nosing to treads of steps, railing, window sill etc. of Kota Stone. | BI01010001010000000000000515BI0100001196 | 23 | mtr. | 253.39 | 5827.97 |  | Excess(+) | 1 | Full Conversion | INR | [40 empty] | 5827.97 | 5827.97 | INR Five Thousand Eight Hundred & Twenty Seven and Paise Ninety Seven Only | 664 | 751.12 | 15272 | 44.443 | sqm | 377 | 224 | 253.39
86 | Supplying, fitting & fixing 1st quality Ceramic tiles in walls and floors to match with the existing work & 4 nos. of key stones (10mm) fixed with araldite at the back of each tile & finishing the joints with white cement mixed with colouring oxide if required to match the colour of tiles including roughening of concrete surface, if necessary or by synthetic adhesive & grout materials etc. (A) Floor With Sand Cement Mortar (1:4) 20 mm thick & 2 mm thick cement slurry at back side of tiles using cement @ 2.91 Kg/Sq.m & joint filling using white cement slurry @ 0.20kg/Sq.m (a) Area of each tile upto 0.09 Sq.m (i) Coloured decorative FLOOR GROUND FLOOR | BI01010001010000000000000515BI0100001197 | 35 | sq.m | 825.78 | 28902.3 |  | Excess(+) | 1 | Full Conversion | INR | [40 empty] | 28902.3 | 28902.3 | INR Twenty Eight Thousand Nine Hundred & Two and Paise Thirty Only | 119.27 | 134.92 | 4174.45 | 692.078 | sqm | 21 | 730 | 825.78 | 2 | Construction of chamber for 100mm sluices valve | item3 | 10 | Nos
87 | Supplying, fitting & fixing 1st quality Ceramic tiles in walls and floors to match with the existing work & 4 nos. of key stones (10mm) fixed with araldite at the back of each tile & finishing the joints with white cement mixed with colouring oxide if required to match the colour of tiles including roughening of concrete surface, if necessary or by synthetic adhesive & grout materials etc. (A) Floor With Sand Cement Mortar (1:4) 20 mm thick & 2 mm thick cement slurry at back side of tiles using cement @ 2.91 Kg/Sq.m & joint filling using white cement slurry @ 0.20kg/Sq.m (a) Area of each tile upto 0.09 Sq.m (i) Coloured decorative FLOOR 1ST FLOOR | BI01010001010000000000000515BI0100001198 | 35 | sq.m | 831.43 | 29100.05 |  | Excess(+) | 1 | Full Conversion | INR | [40 empty] | 29100.05 | 29100.05 | INR Twenty Nine Thousand One Hundred and Paise Five Only | 77.54 | 87.71 | 2713.9 | 13.967 | M.T | 71269 | 735 | 831.43 | 3 | Supplying, Conveying and fixing spls. Including ea | item4 | 10 | Nos
88 | Supplying, fitting & fixing 1st quality Ceramic tiles in walls and floors to match with the existing work & 4 nos. of key stones (10mm) fixed with araldite at the back of each tile & finishing the joints with white cement mixed with colouring oxide if required to match the colour of tiles including roughening of concrete surface, if necessary or by synthetic adhesive & grout materials etc. (A) Wall With Sand Cement Mortar (1:3) 20 mm thick & 2 mm thick cement slurry at back side of tiles using cement @ 2.91 Kg/Sq.m & joint filling using white cement slurry @ 0.20kg/Sq.m (a) Area of each tile upto 0.09 Sq.m (i) Coloured decorative WALL GROUND FLOOR | BI01010001010000000000000515BI0100001199 | 27.5 | SQ.M | 833.69 | 22926.475 |  | Excess(+) | 1 | Full Conversion | INR | [40 empty] | 22926.475 | 22926.475 | INR Twenty Two Thousand Nine Hundred & Twenty Six and Paise Forty Eight Only | 24 | 27.15 | 660 | 1.072 | M.T | 71699 | 737 | 833.69 | 1.01 | Supplying, Conveying and fixing spls. Including eart | item1 | 123.223 | Nos
89 | Supplying, fitting & fixing 1st quality Ceramic tiles in walls and floors to match with the existing work & 4 nos. of key stones (10mm) fixed with araldite at the back of each tile & finishing the joints with white cement mixed with colouring oxide if required to match the colour of tiles including roughening of concrete surface, if necessary or by synthetic adhesive & grout materials etc. (A) Wall With Sand Cement Mortar (1:3) 20 mm thick & 2 mm thick cement slurry at back side of tiles using cement @ 2.91 Kg/Sq.m & joint filling using white cement slurry @ 0.20kg/Sq.m (a) Area of each tile upto 0.09 Sq.m (i) Coloured decorative WALL 1ST FLOOR | BI01010001010000000000000515BI0100001200 | 27 | SQ.M | 839.35 | 22662.45 |  | Excess(+) | 1 | Full Conversion | INR | [40 empty] | 22662.45 | 22662.45 | INR Twenty Two Thousand Six Hundred & Sixty Two and Paise Forty Five Only | 5885.25 | 6657.39 | 158901.75 | 40.825 | sq.m | 186 | 742 | 839.35 | 1.02 | Construction of chamber for 100mm sluice plates | item2 | 213 | Nos
90 | Supplying, fitting and fixing Black Stone slab used in Kitchen slab, alcove, wardrobe etc. laid and jointed with necessary adhesive Cement mortar (1:2) including grinding or polishing as per direction of Engineer-in -Charge .(a) Slab Thickness 20 to 25 mm GROUND FLOOR | BI01010001010000000000000515BI0100001201 | 4.5 | SQ.M | 727.36 | 3273.12 |  | Excess(+) | 1 | Full Conversion | INR | [40 empty] | 3273.12 | 3273.12 | INR Three Thousand Two Hundred & Seventy Three and Paise Twelve Only | 4849.49 | 5485.74 | 21822.705 | 51.132 | cum | 4243 | 643 | 727.36 | 2 | Construction of chamber for 100mm sluices valve | item3 | 10 | Nos
91 | Supplying, fitting and fixing Black Stone slab used in Kitchen slab, alcove, wardrobe etc. laid and jointed with necessary adhesive Cement mortar (1:2) including grinding or polishing as per direction of Engineer-in -Charge .(a) Slab Thickness 20 to 25 mm 1ST FLOOR | BI01010001010000000000000515BI0100001202 | 4.5 | SQ.M | 740.94 | 3334.23 |  | Excess(+) | 1 | Full Conversion | INR | [40 empty] | 3334.23 | 3334.23 | INR Three Thousand Three Hundred & Thirty Four and Paise Twenty Three Only | 328 | 371.03 | 1476 | 80.898 | cum | 4466 | 655 | 740.94 | 2 | Construction of chamber for 100mm sluices valve | item3 | 10 | Nos
92 | Repairing crack in wall by cement grouting (1 : 2) including widening the crack on the surface (into V section) cleaning and packing the same with cement mortar (1 : 2) and finishing off to match with adjacent surface. (Cement-69 Kg/100 m) | BI01010001010000000000000515BI0100001203 | 20 | MTR | 14.76 | 295.2 |  | Excess(+) | 1 | Full Conversion | INR | [40 empty] | 295.2 | 295.2 | INR Two Hundred & Ninety Five and Paise Twenty Only | 71269 | 80619.49 | 1425380 | 177.128 | sq.m | 592 | 13.05 | 14.76 | 2 | Construction of chamber for 100mm sluices valve | item3 | 10 | Nos
93 | Cleaning the concrete surface by removing dirt and debris, marking defective locations and removing loose concrete by careful stripping untill hard surface is exposed, cutting the concrete to regular shape, wire brushing the exposed surface and removing debris from site complete as per direction of the Engineer - in - Charge. GROUND FLOOR | BI01010001010000000000000515BI0100001204 | 10 | sq.m | 101.81 | 1018.1 |  | Excess(+) | 1 | Full Conversion | INR | [40 empty] | 1018.1 | 1018.1 | INR One Thousand &Eighteen and Paise Ten Only | 178 | 201.35 | 1780 | 265.66 | SqM | 122 | 90 | 101.81 | 3 | Supplying, Conveying and fixing spls. Including ea | item4 | 10 | Nos
94 | Cleaning the concrete surface by removing dirt and debris, marking defective locations and removing loose concrete by careful stripping untill hard surface is exposed, cutting the concrete to regular shape, wire brushing the exposed surface and removing debris from site complete as per direction of the Engineer - in - Charge. 1ST FLOOR | BI01010001010000000000000515BI0100001205 | 15 | sq.m | 101.81 | 1527.15 |  | Excess(+) | 1 | Full Conversion | INR | [40 empty] | 1527.15 | 1527.15 | INR One Thousand Five Hundred & Twenty Seven and Paise Fifteen Only | 4812 | 5443.33 | 72180 | 4.41 | SqM | 126 | 90 | 101.81 | 1.01 | Supplying, Conveying and fixing spls. Including eart | item1 | 123.223 | Nos
95 | Cleaning the exposed reinforcement preferably upto full diameter by wire brush, applying two coats of polymer based rust removing compound left for 24 hours, removing the coating and then applying two (2) coats of polymer modified anti corrosive protective coating formulated to inhibit the corrosion of reinforcement as per manufacturer's specification] [Mode of measurement:The affected surface area of reinforcement shall be considered for payment] GROUND FLOOR | BI01010001010000000000000515BI0100001206 | 5 | sq.m | 887.99 | 4439.95 |  | Excess(+) | 1 | Full Conversion | INR | [40 empty] | 4439.95 | 4439.95 | INR Four Thousand Four Hundred & Thirty Nine and Paise Ninety Five Only | 664 | 751.12 | 3320 | 698.44 | SqM | 135 | 785 | 887.99
96 | Cleaning the exposed reinforcement preferably upto full diameter by wire brush, applying two coats of polymer based rust removing compound left for 24 hours, removing the coating and then applying two (2) coats of polymer modified anti corrosive protective coating formulated to inhibit the corrosion of reinforcement as per manufacturer's specification] [Mode of measurement:The affected surface area of reinforcement shall be considered for payment] 1ST FLOOR | BI01010001010000000000000515BI0100001207 | 7.5 | sq.m | 887.99 | 6659.925 |  | Excess(+) | 1 | Full Conversion | INR | [40 empty] | 6659.925 | 6659.925 | INR Six Thousand Six Hundred & Fifty Nine and Paise Ninety Three Only | 119.27 | 134.92 | 894.525 | 22.83 | SqM | 139 | 785 | 887.99 | 2 | Construction of chamber for 100mm sluices valve | item3 | 10 | Nos
97 | Applying epoxy based reactive joining agent for joining the old concrete with fresh concrete to be applied within manufacturer's specified time as per manufacturers specification. (0.4 Kg / m² of concrete surface). Note: Applicable only when the full diameter of reinforcement steel is exposed. GROUND FLOOR | BI01010001010000000000000515BI0100001208 | 10 | sq.m | 349.54 | 3495.4 |  | Excess(+) | 1 | Full Conversion | INR | [40 empty] | 3495.4 | 3495.4 | INR Three Thousand Four Hundred & Ninety Five and Paise Forty Only | 77.54 | 87.71 | 775.4 | 598.52 | SqM | 153 | 309 | 349.54 | 3 | Supplying, Conveying and fixing spls. Including ea | item4 | 10 | Nos
98 | Applying epoxy based reactive joining agent for joining the old concrete with fresh concrete to be applied within manufacturer's specified time as per manufacturers specification. (0.4 Kg / m² of concrete surface). Note: Applicable only when the full diameter of reinforcement steel is exposed. 1ST FLOOR | BI01010001010000000000000515BI0100001209 | 15 | sq.m | 349.54 | 5243.1 |  | Excess(+) | 1 | Full Conversion | INR | [40 empty] | 5243.1 | 5243.1 | INR Five Thousand Two Hundred & Forty Three and Paise Ten Only | 24 | 27.15 | 360 | 21.69 | SqM | 157 | 309 | 349.54 | 1.01 | Supplying, Conveying and fixing spls. Including eart | item1 | 123.223 | Nos
99 | Removing corroded worn out portion of reinforcement (when the area of bar is damaged by more than 25%) by cutting and replacing the same by a new plain round bar of requisite diameter by binding with required lap / welding with old bar, including cost of reinforcement, complete in all respect including removing unserviceable materials from site as per direction of the Engineer - in - charge. Note : Payment on weight (Kg.) of new reinforcement. | BI01010001010000000000000515BI0100001210 | 15 | kg | 98.41 | 1476.15 |  | Excess(+) | 1 | Full Conversion | INR | [40 empty] | 1476.15 | 1476.15 | INR One Thousand Four Hundred & Seventy Six and Paise Fifteen Only | 5885.25 | 6657.39 | 88278.75 | 876.18 | SqM | 21.01 | 87 | 98.41 | 1.02 | Construction of chamber for 100mm sluice plates | item2 | 213 | Nos
100 | Galvanised corrugated iron sheet work (excluding the supporting frame work) fitted and fixed with 10 mm. dia J or L hook-bolts, limpet and bitumen washers and putty complete with 150 mm. end lap and one corrugation minimum side lap. (Payment to be made on area of finished work)(GCI sheet to be supplied by contractor)(i) In Roof:- a) With 0.60 mm thick sheet | BI01010001010000000000000515BI0100001211 | 9 | sq.m | 700.21 | 6301.89 |  | Excess(+) | 1 | Full Conversion | INR | [40 empty] | 6301.89 | 6301.89 | INR Six Thousand Three Hundred & One and Paise Eighty Nine Only | 4849.49 | 5485.74 | 43645.41 | 536.11 | SqM | 14.24 | 619 | 700.21 | 2 | Construction of chamber for 100mm sluices valve | item3 | 10 | Nos
101 | M.S. structural works in columns, beams etc. with simple rolled structural members (e.g. joists, angle, channel sections conforming to IS: 226, IS: 808 & SP (6)- 1964 connected to one another with bracket, gussets, cleats as per design, direction of Engineer-incharge complete including cutting to requisite shape and length, fabrication with necessary bolting, metal arc welding conforming to IS: 816- 1969 & IS: 1995 using electrodes of approved make and brand conforming to IS:814- 2004, haulage, hoisting and erection all complete. The rate includes the cost of rolled steel section, consumables such as electrodes, gas and hire charge of all tools and plants and labour required for the work including all incidental chages such as electricity charges, labour insurance charges etc. Payment to be made on the basis of calculated weight of structural members only in finished work as per IS specified weight. Payment for gusset, bracket, cleat, rivets, bolts and nuts may be make by adding the actual weight of such items with the weight of finished structural members or 7% of weight for finished structural members weighing not less than 22.5 Kg. / m. or 15 % of weight for finished structal members weighing less than 22.5 Kg. / m. may be increased allow for bracket, cleat, rivet, bolts and nuts etc. and no seperate payment being made for these items, as per direction of Engineer In Charge. The rates are considered for a height of erection 8m. / 2nd floor level from the ground. Add 1.5% extra over the rate for each additional floor or 4m. beyond initiial 8m. or part thereof. I) For structural members of specified sections weighing less than 22.5 Kg./m | BI01010001010000000000000515BI0100001212 | 0.2034 | M.T | 82128.51 | 16704.9389 |  | Excess(+) | 1 | Full Conversion | INR | [40 empty] | 16704.9389 | 16704.9389 | INR Sixteen Thousand Seven Hundred & Four and Paise Ninety Four Only | 328 | 371.03 | 66.7152 | 536.11 | SqM | 49 | 72603 | 82128.51 | 2 | Construction of chamber for 100mm sluices valve | item3 | 10 | Nos
102 | Supplying, fitting and fixing PVC pipes of approved makeof (medium duty) conforming to ASTMD - 1785 and threaded to match with GI Pipes as per IS : 1239 (Part - I). with all necessary accessories, specials viz. socket, bend, tee, union, cross, elbo, nipple, longscrew, reducing socket, reducing tee, short piece etc. fitted with holder bats clamps, including cutting pipes, making threads,fitting, fixing etc. complete in all respect including cost of all necessary fittings as required, jointing materials and two coats of painting with approved paint in any position above ground. (Payment will be made on the centre line measurements of total pipe line including all specials. No separate payment will be made for accesories, specials. Payment for painting will be made seperately) Supreem made (a) For Exposed Work -- PVC Pipes (Dia) 40 mm(Main Riser) | BI01010001010000000000000515BI0100001213 | 18 | mtr. | 330.31 | 5945.58 |  | Excess(+) | 1 | Full Conversion | INR | [40 empty] | 5945.58 | 5945.58 | INR Five Thousand Nine Hundred & Forty Five and Paise Fifty Eight Only | 71269 | 80619.49 | 1282842 | 37.14 | sqm | 29 | 292 | 330.31 | 2 | Construction of chamber for 100mm sluices valve | item3 | 10 | Nos
103 | Supplying, fitting and fixing PVC pipes of approved makeof (medium duty) conforming to ASTMD - 1785 and threaded to match with GI Pipes as per IS : 1239 (Part - I). with all necessary accessories, specials viz. socket, bend, tee, union, cross, elbo, nipple, longscrew, reducing socket, reducing tee, short piece etc. fitted with holder bats clamps, including cutting pipes, making threads,fitting, fixing etc. complete in all respect including cost of all necessary fittings as required,jointing materials and two coats of painting with approved paint in any position above ground. (Payment will be made on the centre line measurements of total pipe line including all specials. No separate payment will be made for accesories, specials. Payment for painting will be made seperately) Supreem made (a) For Exposed Work -- PVC Pipes (Dia) 32mm(Roof ring) | BI01010001010000000000000515BI0100001214 | 20 | mtr. | 266.96 | 5339.2 |  | Excess(+) | 1 | Full Conversion | INR | [40 empty] | 5339.2 | 5339.2 | INR Five Thousand Three Hundred & Thirty Nine and Paise Twenty Only | 178 | 201.35 | 3560 | 37.14 | sqm | 79 | 236 | 266.96 | 3 | Supplying, Conveying and fixing spls. Including ea | item4 | 10 | Nos
104 | Supplying, fitting and fixing PVC pipes of approved makeof (medium duty) conforming to ASTMD - 1785 and threaded to match with GI Pipes as per IS : 1239 (Part - I). with all necessary accessories, specials viz. socket, bend, tee, union, cross, elbo, nipple, longscrew, reducing socket, reducing tee, short piece etc. fitted with holder bats clamps, including cutting pipes, making threads,fitting, fixing etc. complete in all respect including cost of all necessary fittings as required,jointing materials and two coats of painting with approved paint in any position above ground. (Payment will be made on the centre line measurements of total pipe line including all specials. No separate payment will be made for accesories, specials. Payment for painting will be made seperately) Supreem made (a) For Exposed Work -- PVC Pipes (Dia) 20 mm(Internal) | BI01010001010000000000000515BI0100001215 | 18 | mtr. | 145.92 | 2626.56 |  | Excess(+) | 1 | Full Conversion | INR | [40 empty] | 2626.56 | 2626.56 | INR Two Thousand Six Hundred & Twenty Six and Paise Fifty Six Only | 4812 | 5443.33 | 86616 | 15.12 | sqm | 38 | 129 | 145.92 | 1.01 | Supplying, Conveying and fixing spls. Including eart | item1 | 123.223 | Nos
105 | Supplying, fitting and fixing PVC pipes of approved makeof (medium duty) conforming to ASTMD - 1785 and threaded to match with GI Pipes as per IS : 1239 (Part - I). with all necessary accessories, specials viz. socket, bend, tee, union, cross, elbo, nipple, longscrew, reducing socket, reducing tee, short piece etc. fitted with holder bats clamps, including cutting pipes, making threads,fitting, fixing etc. complete in all respect including cost of all necessary fittings as required,jointing materials and two coats of painting with approved paint in any position above ground. (Payment will be made on the centre line measurements of total pipe line including all specials. No separate payment will be made for accesories, specials. Payment for painting will be made seperately) Supreem made (a) For Exposed Work -- PVC Pipes (Dia) 25 mm(Vertical) | BI01010001010000000000000515BI0100001216 | 15 | mtr. | 200.22 | 3003.3 |  | Excess(+) | 1 | Full Conversion | INR | [40 empty] | 3003.3 | 3003.3 | INR Three Thousand &Three and Paise Thirty Only | 664 | 751.12 | 9960 | 15.12 | sqm | 81 | 177 | 200.22
106 | Supplying, fitting and fixing PVC pipes of approved makeof (medium duty) conforming to ASTMD - 1785 and threaded to match with GI Pipes as per IS : 1239 (Part - I). with all necessary accessories, specials viz. socket, bend, tee, union, cross, elbo, nipple, longscrew, reducing socket, reducing tee, short piece etc. fitted with holder bats clamps, including cutting pipes, making threads,fitting, fixing etc. complete in all respect including cost of all necessary fittings as required,jointing materials and two coats of painting with approved paint in any position above ground. (Payment will be made on the centre line measurements of total pipe line including all specials. No separate payment will be made for accesories, specials. Payment for painting will be made seperately) Supreem made(a) For Concealed work 15 mm | BI01010001010000000000000515BI0100001217 | 50 | mtr. | 154.97 | 7748.5 |  | Excess(+) | 1 | Full Conversion | INR | [40 empty] | 7748.5 | 7748.5 | INR Seven Thousand Seven Hundred & Forty Eight and Paise Fifty Only | 119.27 | 134.92 | 5963.5 | 330.78 | Sq.M | 34 | 137 | 154.97 | 2 | Construction of chamber for 100mm sluices valve | item3 | 10 | Nos
107 | Supplying, fitting and fixing Peet's valve fullway gunmetal standard pattern best quality of approved brand bearing I.S.I. marking with fittings (tested to 21 kg per sq. cm.). 40mm | BI01010001010000000000000515BI0100001218 | 2 | each | 1861.96 | 3723.92 |  | Excess(+) | 1 | Full Conversion | INR | [40 empty] | 3723.92 | 3723.92 | INR Three Thousand Seven Hundred & Twenty Three and Paise Ninety Two Only | 77.54 | 87.71 | 155.08 | 0.243 | cu.m | 75572 | 1646 | 1861.96 | 3 | Supplying, Conveying and fixing spls. Including ea | item4 | 10 | Nos
108 | Supplying, fitting and fixing Peet's valve fullway gunmetal standard pattern best quality of approved brand bearing I.S.I. marking with fittings (tested to 21 kg per sq. cm.). 32 mm | BI01010001010000000000000515BI0100001219 | 2 | each | 1423.05 | 2846.1 |  | Excess(+) | 1 | Full Conversion | INR | [40 empty] | 2846.1 | 2846.1 | INR Two Thousand Eight Hundred & Forty Six and Paise Ten Only | 24 | 27.15 | 48 | 15.12 | sq.m | 2659 | 1258 | 1423.05 | 1.01 | Supplying, Conveying and fixing spls. Including eart | item1 | 123.223 | Nos
109 | Supplying, fitting and fixing Peet's valve fullway gunmetal standard pattern best quality of approved brand bearing I.S.I. marking with fittings (tested to 21 kg per sq. cm.). 25 mm | BI01010001010000000000000515BI0100001220 | 2 | each | 1031.65 | 2063.3 |  | Excess(+) | 1 | Full Conversion | INR | [40 empty] | 2063.3 | 2063.3 | INR Two Thousand &Sixty Three and Paise Thirty Only | 5885.25 | 6657.39 | 11770.5 | 98 | Each | 29 | 912 | 1031.65 | 1.02 | Construction of chamber for 100mm sluice plates | item2 | 213 | Nos
110 | Supplying, fitting and fixing Anglo-Indian W.C. in white glazed vitreous china ware of approved make complete in position with necessary bolts, nuts etc. Hindware/Parryware/Cera, made (a) With 'P' trap With Vent | BI01010001010000000000000515BI0100001221 | 4 | each | 3511.24 | 14044.96 |  | Excess(+) | 1 | Full Conversion | INR | [40 empty] | 14044.96 | 14044.96 | INR Fourteen Thousand &Forty Four and Paise Ninety Six Only | 4849.49 | 5485.74 | 19397.96 | 58 | Each | 43 | 3104 | 3511.24 | 2 | Construction of chamber for 100mm sluices valve | item3 | 10 | Nos
111 | Supplying, fitting and fixing Closet seat of approved make with lid and C.P.hinges, rubber buffer and brass screws complete.(b) Anglo Indian (ii) Plastic (hallow type) white | BI01010001010000000000000515BI0100001222 | 4 | each | 548.63 | 2194.52 |  | Excess(+) | 1 | Full Conversion | INR | [40 empty] | 2194.52 | 2194.52 | INR Two Thousand One Hundred & Ninety Four and Paise Fifty Two Only | 328 | 371.03 | 1312 | 32 | Each | 159 | 485 | 548.63 | 2 | Construction of chamber for 100mm sluices valve | item3 | 10 | Nos
112 | Supplying, fitting and fixing 10 litre P.V.C. low-down cistern conforming to I.S. specification with P.V.C. fittings complete,C.I. brackets including two coats of painting to bracket etc.White | BI01010001010000000000000515BI0100001223 | 4 | each | 1148.17 | 4592.68 |  | Excess(+) | 1 | Full Conversion | INR | [40 empty] | 4592.68 | 4592.68 | INR Four Thousand Five Hundred & Ninety Two and Paise Sixty Eight Only | 71269 | 80619.49 | 285076 | 26 | Each | 84 | 1015 | 1148.17 | 2 | Construction of chamber for 100mm sluices valve | item3 | 10 | Nos
113 | Supplying, fitting and fixing approved brand 32 mm dia. P.V.C. waste pipe, with coupling at one end fitted with necessary clamps. 1050 mm long | BI01010001010000000000000515BI0100001224 | 4 | each | 102.94 | 411.76 |  | Excess(+) | 1 | Full Conversion | INR | [40 empty] | 411.76 | 411.76 | INR Four Hundred & Eleven and Paise Seventy Six Only | 178 | 201.35 | 712 | 46 | Each | 95 | 91 | 102.94 | 3 | Supplying, Conveying and fixing spls. Including ea | item4 | 10 | Nos
114 | Supplying, fitting and fixing vitreous china best quality approved make wash basin with C.I. brackets on 75 mm X 75 mm wooden blocks, C.P. waste fittings of 32 mm dia., one approved quality brass C.P. pillar cock of 15 mm dia., C.P. chain with rubber plug of 32 mm dia., approved quality P.V.C. waste pipe with C.P. nut 32 mm dia., 900 mm long approved quality P.V.C. connection pipe with heavy brass C.P. nut including mending good all damages and painting the brackets with two coats of approved paint.(ii) 550 mm X 400 mm size | BI01010001010000000000000515BI0100001225 | 4 | each | 2497.69 | 9990.76 |  | Excess(+) | 1 | Full Conversion | INR | [40 empty] | 9990.76 | 9990.76 | INR Nine Thousand Nine Hundred & Ninety and Paise Seventy Six Only | 4812 | 5443.33 | 19248 | 16 | Each | 70 | 2208 | 2497.69 | 1.01 | Supplying, Conveying and fixing spls. Including eart | item1 | 123.223 | Nos
115 | Supplying, fitting and fixing stainless steel sink complete with waste fittings and two coats of painting of C.I. bracketsa) Sink only (i) 530 mm X 430 mm x 180 mm | BI01010001010000000000000515BI0100001226 | 4 | each | 3715.99 | 14863.96 |  | Excess(+) | 1 | Full Conversion | INR | [40 empty] | 14863.96 | 14863.96 | INR Fourteen Thousand Eight Hundred & Sixty Three and Paise Ninety Six Only | 664 | 751.12 | 2656 | 63 | Mtr | 305 | 3285 | 3715.99
116 | Supplying, fitting and fixing towel rail with two brackets. (a) C.P. over brass 25 mm dia. and 600 mm long | BI01010001010000000000000515BI0100001227 | 4 | each | 486.42 | 1945.68 |  | Excess(+) | 1 | Full Conversion | INR | [40 empty] | 1945.68 | 1945.68 | INR One Thousand Nine Hundred & Forty Five and Paise Sixty Eight Only | 119.27 | 134.92 | 477.08 | 31.5 | SqM | 1943 | 430 | 486.42 | 2 | Construction of chamber for 100mm sluices valve | item3 | 10 | Nos
117 | Supplying, fitting and fixing best quality Indian make mirror 5.5 mm thick with silvering as per I.S.I. specifications supported on fibre glass frame of any colour, frame size 550 mm X 400 mm | BI01010001010000000000000515BI0100001228 | 4 | each | 693.43 | 2773.72 |  | Excess(+) | 1 | Full Conversion | INR | [40 empty] | 2773.72 | 2773.72 | INR Two Thousand Seven Hundred & Seventy Three and Paise Seventy Two Only | 77.54 | 87.71 | 310.16 | 3.24 | SqM | 228 | 613 | 693.43 | 3 | Supplying, Conveying and fixing spls. Including ea | item4 | 10 | Nos
118 | Supplying, fitting and fixing bib cock or stop cock. (e) PTMT (Polytetra methylene terephthalate)StopCock (Prayag or Equivalent) 15 mm | BI01010001010000000000000515BI0100001229 | 28 | each | 174.2 | 4877.6 |  | Excess(+) | 1 | Full Conversion | INR | [40 empty] | 4877.6 | 4877.6 | INR Four Thousand Eight Hundred & Seventy Seven and Paise Sixty Only | 24 | 27.15 | 672 | 4.41 | SqM | 231.42 | 154 | 174.2 | 1.01 | Supplying, Conveying and fixing spls. Including eart | item1 | 123.223 | Nos
119 | Supplying, Fitting , Fixing approved brand P.V.C Connector white flexible , with both ends coupling with heavy brass C.P. Nut , 15 mm Dia 900 mm Long | BI01010001010000000000000515BI0100001230 | 4 | each | 166.29 | 665.16 |  | Excess(+) | 1 | Full Conversion | INR | [40 empty] | 665.16 | 665.16 | INR Six Hundred & Sixty Five and Paise Sixteen Only | 5885.25 | 6657.39 | 23541 | 50.663 | SqM | 259 | 147 | 166.29 | 1.02 | Construction of chamber for 100mm sluice plates | item2 | 213 | Nos
120 | Supplying, fitting and fixing shower of approved brand and make. (g) PTMT overhead shower ( Prayag or equivalent) (ii) 150 mm round | BI01010001010000000000000515BI0100001231 | 4 | each | 384.61 | 1538.44 |  | Excess(+) | 1 | Full Conversion | INR | [40 empty] | 1538.44 | 1538.44 | INR One Thousand Five Hundred & Thirty Eight and Paise Forty Four Only | 4849.49 | 5485.74 | 19397.96 | 129.5094 | sq.m | 315 | 340 | 384.61 | 2 | Construction of chamber for 100mm sluices valve | item3 | 10 | Nos
121 | Supply of UPVC pipes (B Type) and fittings conforming to IS-13592-1992 (A) (i) Single Socketed 3 Mtr. Length c) 110 mm | BI01010001010000000000000515BI0100001232 | 60 | mtr | 330.31 | 19818.6 |  | Excess(+) | 1 | Full Conversion | INR | [40 empty] | 19818.6 | 19818.6 | INR Nineteen Thousand Eight Hundred & Eighteen and Paise Sixty Only | 328 | 371.03 | 19680 | 217.5 | Mtr. | 18 | 292 | 330.31 | 2 | Construction of chamber for 100mm sluices valve | item3 | 10 | Nos
122 | Supply of UPVC pipes (B Type) and fittings conforming to IS-13592-1992 (B) Fittings (i) Door Tee (110 mm) | BI01010001010000000000000515BI0100001233 | 20 | each | 220.58 | 4411.6 |  | Excess(+) | 1 | Full Conversion | INR | [40 empty] | 4411.6 | 4411.6 | INR Four Thousand Four Hundred & Eleven and Paise Sixty Only | 71269 | 80619.49 | 1425380 | 193 | sq.m | 88 | 195 | 220.58 | 2 | Construction of chamber for 100mm sluices valve | item3 | 10 | Nos
123 | Supply of UPVC pipes (B Type) and fittings conforming to IS-13592-1992 (B) Fittings (ii)Bend 87.5 dig.(110 MM) | BI01010001010000000000000515BI0100001234 | 15 | each | 135.74 |  |  | Excess(+) | 1 | Full Conversion | INR | [40 empty] | 2036.1 | 2036.1 | INR Two Thousand &Thirty Six and Paise Ten Only | 178 | 201.35 | 2670 | 50 | sq.m | 730 | 120 | 135.74 | 3 | Supplying, Conveying and fixing spls. Including ea | item4 | 10 | Nos
124 | Supply of UPVC pipes (B Type) and fittings conforming to IS-13592-1992 (B) Fittings (iii) Door Bend 110 mm | BI01010001010000000000000515BI0100001235 | 15 | each | 166.29 |  |  | Excess(+) | 1 | Full Conversion | INR | [40 empty] | 2494.35 | 2494.35 | INR Two Thousand Four Hundred & Ninety Four and Paise Thirty Five Only | 4812 | 5443.33 | 72180 | 105.3 | sq.m | 737 | 147 | 166.29 | 1.01 | Supplying, Conveying and fixing spls. Including eart | item1 | 123.223 | Nos
125 | Supply of UPVC pipes (B Type) and fittings conforming to IS-13592-1992 (B) Fittings (iv) Vent Cowl 110 mm | BI01010001010000000000000515BI0100001236 | 15 | each | 37.33 |  |  | Excess(+) | 1 | Full Conversion | INR | [40 empty] | 559.95 | 559.95 | INR Five Hundred & Fifty Nine and Paise Ninety Five Only | 664 | 751.12 | 9960 | 7.11 | cu.m | 4737 | 33 | 37.33
126 | Supply of UPVC pipes (B Type) and fittings conforming to IS-13592-1992 (B) Fittings Pipe Clip 110 mm | BI01010001010000000000000515BI0100001237 | 35 | each | 23.76 |  |  | Excess(+) | 1 | Full Conversion | INR | [40 empty] | 831.6 | 831.6 | INR Eight Hundred & Thirty One and Paise Sixty Only | 119.27 | 134.92 | 4174.45 | 10.8 | sq.m | 2199 | 21 | 23.76 | 2 | Construction of chamber for 100mm sluices valve | item3 | 10 | Nos
127 | Supply of UPVC pipes (B Type) and fittings conforming to IS-13592-1992 (B) Fittings (ii) Plain Tee 110 mm | BI01010001010000000000000515BI0100001238 | 15 | each | 96.15 |  |  | Excess(+) | 1 | Full Conversion | INR | [40 empty] | 1442.25 | 1442.25 | INR One Thousand Four Hundred & Forty Two and Paise Twenty Five Only | 77.54 | 87.71 | 1163.1 | 25.32 | sq.m | 477 | 85 | 96.15 | 3 | Supplying, Conveying and fixing spls. Including ea | item4 | 10 | Nos
128 | Supply of UPVC pipes (B Type) and fittings conforming to IS-13592-1992 (B) Fittings vi) Door Y (LH) & (RH) 110 mm | BI01010001010000000000000515BI0100001239 | 20 | each | 352.93 |  |  | Excess(+) | 1 | Full Conversion | INR | [40 empty] | 7058.6 | 7058.6 | INR Seven Thousand &Fifty Eight and Paise Sixty Only | 24 | 27.15 | 480 | 15.06 | sq.m | 479 | 312 | 352.93 | 1.01 | Supplying, Conveying and fixing spls. Including eart | item1 | 123.223 | Nos
129 | Labour for fitting and fixing U.P.V.C. pipes for above ground work including cost of jointing materials etc. fitting and fixing all necessary specials, cutting pipes, cutting holes in walls or R.C. floor where necessary and mending good all damages excluding the cost of masonry or concrete work, if necessary, but including the cost and fitting and fixing holder bat clamps (any floor) or for underground work including cutting trenches upto 1.5 metre and refilling the same complete as per direction of the Engineerin- charge. (Payment will be made on centre line measurement of the total pipeline including specials (A) Above ground (i) 110 mm | BI01010001010000000000000515BI0100001240 | 25 | mtr. | 64.48 |  |  | Excess(+) | 1 | Full Conversion | INR | [40 empty] | 1612 | 1612 | INR One Thousand Six Hundred & Twelve Only | 5885.25 | 6657.39 | 147131.25 | 25.32 | sq.m | 67 | 57 | 64.48 | 1.02 | Construction of chamber for 100mm sluice plates | item2 | 213 | Nos
130 | Labour for fitting and fixing U.P.V.C. pipes for above ground work including cost of jointing materials etc. fitting and fixing all necessary specials, cutting pipes, cutting holes in walls or R.C. floor where necessary and mending good all damages excluding the cost of masonry or concrete work, if necessary, but including the cost and fitting and fixing holder bat clamps (any floor) or for underground work including cutting trenches upto 1.5 metre and refilling the same complete as per direction of the Engineerin- charge. (Payment will be made on centre line measurement of the total pipeline including specials (i) 110 mm (B) Under ground | BI01010001010000000000000515BI0100001241 | 25 | mtr. | 95.02 |  |  | Excess(+) | 1 | Full Conversion | INR | [40 empty] | 2375.5 | 2375.5 | INR Two Thousand Three Hundred & Seventy Five and Paise Fifty Only | 4849.49 | 5485.74 | 121237.25 | 2.011 | QNTL | 9696 | 84 | 95.02 | 2 | Construction of chamber for 100mm sluices valve | item3 | 10 | Nos
131 | Supplying, fitting and fixing C.I. round grating. (ii) 150 mm | BI01010001010000000000000515BI0100001242 | 20 | each | 96.15 |  |  | Excess(+) | 1 | Full Conversion | INR | [40 empty] | 1923 | 1923 | INR One Thousand Nine Hundred & Twenty Three Only | 328 | 371.03 | 6560 | 2.1 | sq.m | 1304 | 85 | 96.15 | 2 | Construction of chamber for 100mm sluices valve | item3 | 10 | Nos
132 | Supplying P.V.C. water storage tank of approved quality with closed top with lid (Black) - Multilayer (d) 2000 litre capacity | BI01010001010000000000000515BI0100001243 | 1 | each | 11802.94 |  |  | Excess(+) | 1 | Full Conversion | INR | [40 empty] | 11802.94 | 11802.94 | INR Eleven Thousand Eight Hundred & Two and Paise Ninety Four Only | 71269 | 80619.49 | 71269 | 20 | Each | 86 | 10434 | 11802.94 | 2 | Construction of chamber for 100mm sluices valve | item3 | 10 | Nos
133 | Labour for hoisting plastic water storage tank. (ii) Above 1500 litre upto 5000 litre capacity. 2nd story | BI01010001010000000000000515BI0100001244 | 1 | each | 255.65 |  |  | Excess(+) | 1 | Full Conversion | INR | [40 empty] | 255.65 | 255.65 | INR Two Hundred & Fifty Five and Paise Sixty Five Only | 178 | 201.35 | 178 | 0.06 | M.T. | 72951 | 226 | 255.65 | 3 | Supplying, Conveying and fixing spls. Including ea | item4 | 10 | Nos
134 | Labour for punching hole in plastic water storage tank upto 50 mm dia | BI01010001010000000000000515BI0100001245 | 4 | each | 21.49 |  |  | Excess(+) | 1 | Full Conversion | INR | [40 empty] | 85.96 | 85.96 | INR Eighty Five and Paise Ninety Six Only | 4812 | 5443.33 | 19248 | 60 | metre | 236 | 19 | 21.49 | 1.01 | Supplying, Conveying and fixing spls. Including eart | item1 | 123.223 | Nos
135 | Supplying fitting fixing PTMT smart shelf of approved make of size 300 mm | BI01010001010000000000000515BI0100001246 | 4 | each | 252.26 |  |  | Excess(+) | 1 | Full Conversion | INR | [40 empty] | 1009.04 | 1009.04 | INR One Thousand &Nine and Paise Four Only | 664 | 751.12 | 2656 | 90 | metre | 177 | 223 | 252.26
136 | Suppling fitting fixing soap holder a)PTMT (Prayag or Equivelent) | BI01010001010000000000000515BI0100001247 | 4 | each | 152.71 |  |  | Excess(+) | 1 | Full Conversion | INR | [40 empty] | 610.84 | 610.84 | INR Six Hundred & Ten and Paise Eighty Four Only | 119.27 | 134.92 | 477.08 | 100 | metre | 137 | 135 | 152.71 | 2 | Construction of chamber for 100mm sluices valve | item3 | 10 | Nos
137 | (b) Repair Works 1 Dismantling wash basin with brackets with or without waste fittings. | BI01010001010000000000000515BI0100001248 | 4 | each | 39.59 |  |  | Excess(+) | 1 | Full Conversion | INR | [40 empty] | 158.36 | 158.36 | INR One Hundred & Fifty Eight and Paise Thirty Six Only | 77.54 | 87.71 | 310.16 | 90 | metre | 158 | 35 | 39.59 | 3 | Supplying, Conveying and fixing spls. Including ea | item4 | 10 | Nos
138 | Dismantling Indian W.C. including taking out base concrete as necessary | BI01010001010000000000000515BI0100001249 | 4 | each | 50.9 |  |  | Excess(+) | 1 | Full Conversion | INR | [40 empty] | 203.6 | 203.6 | INR Two Hundred & Three and Paise Sixty Only | 24 | 27.15 | 96 | 96 | metre | 292 | 45 | 50.9 | 1.01 | Supplying, Conveying and fixing spls. Including eart | item1 | 123.223 | Nos
139 | Supplying, fitting and fixing in position R.C.C. Manhole/ pit cover of approved make with rim of approved make (Heavy type) (i) 450 mm dia. Each | BI01010001010000000000000515BI0100001250 | 2 | each | 312.21 |  |  | Excess(+) | 1 | Full Conversion | INR | [40 empty] | 624.42 | 624.42 | INR Six Hundred & Twenty Four and Paise Forty Two Only | 5885.25 | 6657.39 | 11770.5 | 30 | Each | 195 | 276 | 312.21 | 1.02 | Construction of chamber for 100mm sluice plates | item2 | 213 | Nos
140 | Cleaning silt of inspection pit. | BI01010001010000000000000515BI0100001251 | 4 | each | 174.2 |  |  | Excess(+) | 1 | Full Conversion | INR | [40 empty] | 696.8 | 696.8 | INR Six Hundred & Ninety Six and Paise Eighty Only | 4849.49 | 5485.74 | 19397.96 | 30 | Each | 120 | 154 | 174.2 | 2 | Construction of chamber for 100mm sluices valve | item3 | 10 | Nos
141 | Removing sludge from septic tank, soak well etc. by methor labour including disposal of the same outside the compound as directed. (b) Upto 20 users:- (ii) Beyond a lead of 150 metre and outside the Municipal limit | BI01010001010000000000000515BI0100001252 | 1 | each | 2442.26 |  |  | Excess(+) | 1 | Full Conversion | INR | [40 empty] | 2442.26 | 2442.26 | INR Two Thousand Four Hundred & Forty Two and Paise Twenty Six Only | 328 | 371.03 | 328 | 20 | Each | 85 | 2159 | 2442.26 | 2 | Construction of chamber for 100mm sluices valve | item3 | 10 | Nos
142 | Cleaning soak pit by removing the top slab and replacing inner filling with jhama bats and repairing the pit as necessary including fitting the slab. | BI01010001010000000000000515BI0100001253 | 2 | each | 1523.73 |  |  | Excess(+) | 1 | Full Conversion | INR | [40 empty] | 3047.46 | 3047.46 | INR Three Thousand &Forty Seven and Paise Forty Six Only | 71269 | 80619.49 | 142538 | 20 | Each | 147 | 1347 | 1523.73 | 2 | Construction of chamber for 100mm sluices valve | item3 | 10 | Nos
143 | Dismantling sink with brackets with or without waste fittings(i) Upto 450 mm length | BI01010001010000000000000515BI0100001254 | 8 | each | 45.25 |  |  | Excess(+) | 1 | Full Conversion | INR | [40 empty] | 362 | 362 | INR Three Hundred & Sixty Two Only | 178 | 201.35 | 1424 | 20 | Each | 206 | 40 | 45.25 | 3 | Supplying, Conveying and fixing spls. Including ea | item4 | 10 | Nos
144 | Dismantling flush pipe of water closet. | BI01010001010000000000000515BI0100001255 | 8 | each | 19.23 |  |  | Excess(+) | 1 | Full Conversion | INR | [40 empty] | 153.84 | 153.84 | INR One Hundred & Fifty Three and Paise Eighty Four Only | 4812 | 5443.33 | 38496 | 30 | Each | 33 | 17 | 19.23 | 1.01 | Supplying, Conveying and fixing spls. Including eart | item1 | 123.223 | Nos
145 | Supplying and laying chequered tiles of any shade & of approved quality with (1:1½:3) cement concrete laid in panels or patterns as directed in pavement, footpath etc. including necessary underlay 25 mm thick [avg] cement mortar (1:3) complete in all respect with all labour and materials. [Using cement slurry @ 4.4 (ii) 30 mm. thick | BI01010001010000000000000515BI0100001256 | 34 | SQ.M | 550.89 |  |  | Excess(+) | 1 | Full Conversion | INR | [40 empty] | 18730.26 | 18730.26 | INR Eighteen Thousand Seven Hundred & Thirty and Paise Twenty Six Only | 664 | 751.12 | 22576 | 90 | Each | 21 | 487 | 550.89
146 | Electrical Works (Schedule Work) Supplying & fixing 240 V, 63 A Iron Clad sheet metal (16 SWG) Busbar chambers of size 300x150mm on angle iron frame on wall having 2 nos. Al. Bar of size 2x20x5mm incl. earthing attachment and painting as required – ( As per Drawing no. 470 of PWD Specification Book – May 1991) | BI01010001010000000000000515BI0100001257 | 1 | Set | 1997.81 |  |  | Excess(+) | 1 | Full Conversion | INR | [40 empty] | 1997.81 | 1997.81 | INR One Thousand Nine Hundred & Ninety Seven and Paise Eighty One Only | 71269 | 80619.49 | 71269 | 1 | each | 5128 | 1682 | 1997.81 | 2 | Construction of chamber for 100mm sluices valve | item3 | 10 | Nos
147 | Supplying and fixing 2way MCB SS enclosure with IP-20/30 protection, powder coated provision for two pole MCB, concealed in wall after cutting the wall & mending good the damages to original finish incl. painting, connection & provision for earthing attachment incl.S&F 240/415 V 63A DPMCB of Breaking capacity 10kA & C characteristics on din rail of existing DBs and necessary connection | BI01010001010000000000000515BI0100001258 | 1 | Set | 1434.81 |  |  | Excess(+) | 1 | Full Conversion | INR | [40 empty] | 1434.81 | 1434.81 | INR One Thousand Four Hundred & Thirty Four and Paise Eighty One Only | 178 | 201.35 | 178 | 1 | each | 7840 | 1208 | 1434.81 | 3 | Supplying, Conveying and fixing spls. Including ea | item4 | 10 | Nos
148 | Supplying and fixing 25A/32A DPMCB.(10KA & C charactaristics) (legrand/Seimens/Havells) with 2 Way SS enclosure with IP-20/30 protection, powder coated provision for two/four pole MCB, concealed in wall after cutting the wall & mending good the damages to original finish incl. painting, connection & provision for earthing attachment | BI01010001010000000000000515BI0100001259 | 4 | Sets | 969.21 |  |  | Excess(+) | 1 | Full Conversion | INR | [40 empty] | 3876.84 | 3876.84 | INR Three Thousand Eight Hundred & Seventy Six and Paise Eighty Four Only | 4812 | 5443.33 | 19248 | 3 | each | 1421 | 816 | 969.21 | 1.01 | Supplying, Conveying and fixing spls. Including eart | item1 | 123.223 | Nos
149 | Supply & fixing SPN MCB DB (2+6) WAY (Make all Legrand/ Seimens/Havells ) with S.S. Enclosure concealed in wall after cutting wall & mending good the damages & earthing attachment comprising with the following: a) 32 A DP MCB isolator - 1 No. b) 6 to 32 A range SPMCB -4 Nos.(10KA & C charactaristics) | BI01010001010000000000000515BI0100001260 | 4 | set | 3034.73 |  |  | Excess(+) | 1 | Full Conversion | INR | [40 empty] | 12138.92 | 12138.92 | INR Twelve Thousand One Hundred & Thirty Eight and Paise Ninety Two Only | 664 | 751.12 | 2656 | 7 | each | 1613 | 2555 | 3034.73
150 | Supply and fixing 1.1 KV grade single core stranded FR PVC insulated & unshethed single core stranded copper wire in the polythene pipe cuttinng channel on masonary wall and by the prelaid GI fish wire and making nece connection using circular box etc. and mending good damages to building work. a) 2 x 1.5 + 1x1.5 sq mm (roof light) | BI01010001010000000000000515BI0100001261 | 80 | RM | 131.84 |  |  | Excess(+) | 1 | Full Conversion | INR | [40 empty] | 10547.2 | 10547.2 | INR Ten Thousand Five Hundred & Forty Seven and Paise Twenty Only | 155 | 175.34 | 12400 | 10 | each | 1015 | 111 | 131.84
151 | Supply and fixing 1.1 KV grade 2x2.5 + 1x1.5 sq mm single core stranded FR PVC insulated & unshethed single core stranded copper wire in the polythene pipe cuttinng channel on masonary wall and by the prelaid GI fish wire and making necy. connection using circular box etc. and mending good damages to building work (Power plug) | BI01010001010000000000000515BI0100001262 | 75 | RM | 152.03 |  |  | Excess(+) | 1 | Full Conversion | INR | [40 empty] | 11402.25 | 11402.25 | INR Eleven Thousand Four Hundred & Two and Paise Twenty Five Only | 71269 | 80619.49 | 5345175 | 1 | each | 5128 | 128 | 152.03 | 2 | Construction of chamber for 100mm sluices valve | item3 | 10 | Nos
152 | Supply and fixing 1.1 KV grade 2 x 4 + 1x2.5 sq mm single core stranded FR PVC insulated & unshethed single core stranded copper wire in the polythene pipe cuttinng channel on masonary wall and by the prelaid GI fish wire and making necy. connection using circular box etc. and mending good damages to building work (SPNDB) | BI01010001010000000000000515BI0100001263 | 45 | RM | 256.56 |  |  | Excess(+) | 1 | Full Conversion | INR | [40 empty] | 11545.2 | 11545.2 | INR Eleven Thousand Five Hundred & Forty Five and Paise Twenty Only | 178 | 201.35 | 8010 | 1 | each | 7840 | 216 | 256.56 | 3 | Supplying, Conveying and fixing spls. Including ea | item4 | 10 | Nos
153 | Distribution wiring in 1.1 KV grade 2x22/0.3 (1.5 sqmm) single core stranded 'FR' PVC insulated & unsheathed copper wire Brand approved by EIC) partly in 20mm size PVC rigid conduit 'FR' (Precision make) [for ceiling portion only] and in 19mm bore, 3mm thick polythene pipe [for horizontal & vertical run embedded in wall], with 1x22/0.3 (1.5 sqmm) single core stranded 'FR' PVC insulated & unsheathed copper wire for ECC, to light/fan/call bell points with Modular type switch (Brand pproved by EIC) fixed on Modular GI switch board complete with 2 no. suitable size “Ph & N” copper bar with top cover plate making earthing attachment fixed on wall incl. mending good damages to original finish. [only PVC Rigid Conduit on ceiling and remaining portion concealed] (Av. run-6mtrs) | BI01010001010000000000000515BI0100001264 | 64 | Pts | 1038.1 |  |  | Excess(+) | 1 | Full Conversion | INR | [40 empty] | 66438.4 | 66438.4 | INR Sixty Six Thousand Four Hundred & Thirty Eight and Paise Forty Only | 4812 | 5443.33 | 307968 | 3 | each | 1421 | 874 | 1038.1 | 1.01 | Supplying, Conveying and fixing spls. Including eart | item1 | 123.223 | Nos
154 | Distn. wiring in 22/0.3 (1.5 sqmm) single core stranded 'FR' PVC insulated & unsheathed single core stranded copper wire (Brand approved by EIC) in 19 mm bore, 3 mm thick polythen pipe complete with all accessories embedded in wall to 240 V 6A 5 pin plug point incl. S&F 240 V 6A 3 pin Modular type plug socket & Modular type switch (Brand approved by EIC) incl. S&F earth continuity wire, fixed on 4 Module GI switch board with 3/4 Module top cover plate flushed in wall incl. mending good damages to original finish. 2x22/0.3 (Ph. & N) and 1x22/0.3 as ECC a) on board | BI01010001010000000000000515BI0100001265 | 16 | Pts | 295.75 |  |  | Excess(+) | 1 | Full Conversion | INR | [40 empty] | 4732 | 4732 | INR Four Thousand Seven Hundred & Thirty Two Only | 664 | 751.12 | 10624 | 7 | each | 1613 | 249 | 295.75
155 | b) Average run 3 mtr | BI01010001010000000000000515BI0100001266 | 8 | Pts | 935.95 |  |  | Excess(+) | 1 | Full Conversion | INR | [40 empty] | 7487.6 | 7487.6 | INR Seven Thousand Four Hundred & Eighty Seven and Paise Sixty Only | 155 | 175.34 | 1240 | 10 | each | 1015 | 788 | 935.95
156 | Laying of one no. cable of size 6 sqmm / 25sqmm in underground trench 460mm wide x 760 mm average depth, with brick protection on the top of the cable with 8 (eight) Nos. bricks per metre, including filling the space between the brick & cable and also the trench with shifted soil, leveling up and restoring surface duly rammed | BI01010001010000000000000515BI0100001267 | 35 | Mtrs | 192.42 |  |  | Excess(+) | 1 | Full Conversion | INR | [40 empty] | 6734.7 | 6734.7 | INR Six Thousand Seven Hundred & Thirty Four and Paise Seventy Only | 155 | 175.34 | 5425 | 10 | each | 1015 | 162 | 192.42
157 | Laying of one no. cable of size 6 sqmm on wall/surface incl. S&F M.S saddles with earthing attachment in 10 SWG GI (Hot Dip) Wire, making holes etc. as necy. mending good damages and painting | BI01010001010000000000000515BI0100001268 | 15 | Mtrs | 71.27 |  |  | Excess(+) | 1 | Full Conversion | INR | [40 empty] | 1069.05 | 1069.05 | INR One Thousand &Sixty Nine and Paise Five Only | 71269 | 80619.49 | 1069035 | 1 | each | 5128 | 60 | 71.27 | 2 | Construction of chamber for 100mm sluices valve | item3 | 10 | Nos
158 | Supplying and fixing compression type gland complete with brass gland, brass ring & rubber ring for dust & moisture-proof entry of a) 2core 6 sqmm XLPE/PVC armoured cables. | BI01010001010000000000000515BI0100001269 | 2 | Nos | 67.7 |  |  | Excess(+) | 1 | Full Conversion | INR | [40 empty] | 135.4 | 135.4 | INR One Hundred & Thirty Five and Paise Forty Only | 178 | 201.35 | 356 | 1 | each | 7840 | 57 | 67.7 | 3 | Supplying, Conveying and fixing spls. Including ea | item4 | 10 | Nos
159 | Finishing the end of XLPE/PVC armoured cables by crimping method incl. supplying and fixing solderless socket (Dowels make), tapes, anticorrosive paste & jointing materials. a) 2core 6 sqmm | BI01010001010000000000000515BI0100001270 | 2 | Sets | 38.01 |  |  | Excess(+) | 1 | Full Conversion | INR | [40 empty] | 76.02 | 76.02 | INR Seventy Six and Paise Two Only | 4812 | 5443.33 | 9624 | 3 | each | 1421 | 32 | 38.01 | 1.01 | Supplying, Conveying and fixing spls. Including eart | item1 | 123.223 | Nos
160 | Finishing of the PVC insulated wire ends by socketting with pin/ ring type copper sockets and insulated tapes etc., including supplying sockets, tapes. a) 2x4sqmm+1x2.5sqmm | BI01010001010000000000000515BI0100001271 | 12 | Sets | 23.76 |  |  | Excess(+) | 1 | Full Conversion | INR | [40 empty] | 285.12 | 285.12 | INR Two Hundred & Eighty Five and Paise Twelve Only | 664 | 751.12 | 7968 | 7 | each | 1613 | 20 | 23.76
161 | b) 2x2.5sqmm+1x1.5sqmm | BI01010001010000000000000515BI0100001272 | 8 | Sets | 14.25 |  |  | Excess(+) | 1 | Full Conversion | INR | [40 empty] | 114 | 114 | INR One Hundred & Fourteen Only | 155 | 175.34 | 1240 | 10 | each | 1015 | 12 | 14.25
162 | Supply & Fixing 240 V, 16 A, 3 pin Modular type plug socket (Brand approved by EIC) with 16A Modular type switch, without plug top on 4 Module GI Modular type switch board with top cover plate flushed in wall incl. S&F switch board and cover plate and making necy. connections with PVC Cu wire and earth continuity wire etc. | BI01010001010000000000000515BI0100001273 | 8 | Nos | 541.62 |  |  | Excess(+) | 1 | Full Conversion | INR | [40 empty] | 4332.96 | 4332.96 | INR Four Thousand Three Hundred & Thirty Two and Paise Ninety Six Only | 155 | 175.34 | 1240 | 10 | each | 1015 | 456 | 541.62
163 | Supplying & Fixing GI 2 Modular Switch Board 16 A modular type switch of the following sizes complete with top cover plate flushed in wall for housing the board after cutting the brick wall incl. making earthing attachment, painting and mending good damages to building works | BI01010001010000000000000515BI0100001274 | 4 | Nos | 345.64 |  |  | Excess(+) | 1 | Full Conversion | INR | [40 empty] | 1382.56 | 1382.56 | INR One Thousand Three Hundred & Eighty Two and Paise Fifty Six Only | 21 | 23.76 | 84 | 1 | each | 82641 | 291 | 345.64
164 | Supply & Fixing 240 V, 6 A, 3 pin Modular type plug socket (Brand approved by EIC) with 6A Modular type switch, without plug top on 4 Module GI Modular type switch board with 3 Module top cover plate flushed in wall incl. S&F switch board and cover plate and making necy. connections with PVC Cu wire and earth continuity wire etc. | BI01010001010000000000000515BI0100001275 | 4 | Nos | 447.79 |  |  | Excess(+) | 1 | Full Conversion | INR | [40 empty] | 1791.16 | 1791.16 | INR One Thousand Seven Hundred & Ninety One and Paise Sixteen Only | 31.4 | 35.52 | 125.6 | 1 | each | 14026 | 377 | 447.79
165 | Supply & Fixing 240V, Modular Socket (2 Module) type fan regulator (Step type) (Brand approved by EIC) on existing Modular GI switch board with top cover plate incl. making necy. connections etc. | BI01010001010000000000000515BI0100001276 | 12 | Nos | 459.66 |  |  | Excess(+) | 1 | Full Conversion | INR | [40 empty] | 5515.92 | 5515.92 | INR Five Thousand Five Hundred & Fifteen and Paise Ninety Two Only | 97 | 109.73 | 1164 | 4 | each | 6472 | 387 | 459.66
166 | Supplying & Fixing MS fan clamp of two piece type for RC ceiling as per approved specification, fabricated from 40 mm x 9 mm MS flat including making good damages to building roof with satisfactory finishing and painting – (As per Drawing no. 475 of PWD Specification Book – May 1991) | BI01010001010000000000000515BI0100001277 | 4 | Sets | 287.44 |  |  | Excess(+) | 1 | Full Conversion | INR | [40 empty] | 1149.76 | 1149.76 | INR One Thousand One Hundred & Forty Nine and Paise Seventy Six Only | 664 | 751.12 | 2656 | 7 | each | 1613 | 242 | 287.44
167 | Fixing only outdoor LED light fitting or MV light fitting complete with all accessories to be fixed /projected from the wall of the building incl. making holes /providing clamping arrangement & necy. GI reducer as required. S&F 40 mm GI pipe (ISI-Medium) quality 1.5 mts. average length having suitable bend S&F necy. length of 1.5 sqmm PVC insulated single core stranded annealed copper wire and making connections as required and mending good damages to wall incl. painting etc. | BI01010001010000000000000515BI0100001278 | 4 | Sets | 958.52 |  |  | Excess(+) | 1 | Full Conversion | INR | [40 empty] | 3834.08 | 3834.08 | INR Three Thousand Eight Hundred & Thirty Four and Paise Eight Only | 155 | 175.34 | 620 | 10 | each | 1015 | 807 | 958.52
168 | Earthing with 50 mm dia GI pipe (By ISI-Medium GI pipe) 3.64 mm thick x 3.04 Mts.long and 1 x 4 SWG GI (Hot Dip) wire (4 Mts. long), 13 mm dia x 80 mm long GI bolts, double nuts, double washers incl. S & F 15 mm dia GI pipe protection (1 Mts. long) to be filled with bitumen partly under the ground level and partly above ground level driven to an average depth of 3.65 Mts. below the ground level. | BI01010001010000000000000515BI0100001279 | 2 | Sets | 1626.04 |  |  | Excess(+) | 1 | Full Conversion | INR | [40 empty] | 3252.08 | 3252.08 | INR Three Thousand Two Hundred & Fifty Two and Paise Eight Only | 155 | 175.34 | 310 | 10 | each | 1015 | 1369 | 1626.04
169 | Supplying & fixing earth busbar of galvanized (Hot Dip) MS flat 40 mm x 6 mm on wall having clearance of 6 mm from wall including providing drilled holes on the busbar complete with GI bolts, nuts, washers, spacing insulators etc. as required | BI01010001010000000000000515BI0100001280 | 1 | Mtr | 230.43 |  |  | Excess(+) | 1 | Full Conversion | INR | [40 empty] | 230.43 | 230.43 | INR Two Hundred & Thirty and Paise Forty Three Only | 21 | 23.76 | 21 | 1 | each | 82641 | 194 | 230.43
170 | Supplying & fixing earth busbar of galvanized (Hot Dip) MS flat 25 mm x 6 mm on wall having clearance of 6 mm from wall including providing drilled holes on the busbar complete with GI bolts, nuts, washers, spacing insulators etc. as required. | BI01010001010000000000000515BI0100001281 | 10 | Mtrs | 185.29 |  |  | Excess(+) | 1 | Full Conversion | INR | [40 empty] | 1852.9 | 1852.9 | INR One Thousand Eight Hundred & Fifty Two and Paise Ninety Only | 31.4 | 35.52 | 314 | 1 | each | 14026 | 156 | 185.29
171 | Electrical Works (Non - Schedule Work) Supply of 45W LED Compound Light fittings with IP66 protection (Crompton: LSTP-45-CDL / PHILIPS/Magik). | BI01010001010000000000000515BI0100001282 | 8 | Sets | 4583.38 |  |  | Excess(+) | 1 | Full Conversion | INR | [40 empty] | 36667.04 | 36667.04 | INR Thirty Six Thousand Six Hundred & Sixty Seven and Paise Four Only | 97 | 109.73 | 776 | 4 | each | 6472 | 4538 | 4583.38
172 | Supply & delivery of 1.1 KV grade 2 core 6 sq mm XLPE Aluminium armoured cable.(Havells/Glostar) (Brand approved by EIC) | BI01010001010000000000000515BI0100001283 | 45 | Mtrs | 89.89 |  |  | Excess(+) | 1 | Full Conversion | INR | [40 empty] | 4045.05 | 4045.05 | INR Four Thousand &Forty Five and Paise Five Only | 664 | 751.12 | 29880 | 7 | each | 1613 | 89 | 89.89
Total in Figures | [51 empty] | 1366821.9995 | 1315790.6595 | INR Thirteen Lakh Sixty Six Thousand Eight Hundred & Twenty One and Paise One Hundred Only | 7904273.0005 |  | 6875029.6
Quoted Rate in Figures |  |  |  | Select | [47 empty] | 0 | 0 | INR Zero Only
Quoted Rate in Words |  | INR Zero Only
Note on K13: gepadmin: 1. If you choose "Full Conversion" then Column BA (AMOUNT) and Column BB (TAXES) BOTH values will be convert based on selected Currency in (Column L). 2. If you choose "Partial Conversion" then Column BA (AMOUNT) only will be converted based on selected currency (Column L) and Column BB (TAXES) value (INR) will be added to the converted values.
Note on K158: gepadmin: 1. If you choose "Full Conversion" then Column BA (AMOUNT) and Column BB (TAXES) BOTH values will be convert based on selected Currency in (Column L). 2. If you choose "Partial Conversion" then Column BA (AMOUNT) only will be converted based on selected currency (Column L) and Column BB (TAXES) value (INR) will be added to the converted values.
Note on K159: gepadmin: 1. If you choose "Full Conversion" then Column BA (AMOUNT) and Column BB (TAXES) BOTH values will be convert based on selected Currency in (Column L). 2. If you choose "Partial Conversion" then Column BA (AMOUNT) only will be converted based on selected currency (Column L) and Column BB (TAXES) value (INR) will be added to the converted values.
Note on K160: gepadmin: 1. If you choose "Full Conversion" then Column BA (AMOUNT) and Column BB (TAXES) BOTH values will be convert based on selected Currency in (Column L). 2. If you choose "Partial Conversion" then Column BA (AMOUNT) only will be converted based on selected currency (Column L) and Column BB (TAXES) value (INR) will be added to the converted values.
Note on K161: gepadmin: 1. If you choose "Full Conversion" then Column BA (AMOUNT) and Column BB (TAXES) BOTH values will be convert based on selected Currency in (Column L). 2. If you choose "Partial Conversion" then Column BA (AMOUNT) only will be converted based on selected currency (Column L) and Column BB (TAXES) value (INR) will be added to the converted values.
Note on K176: gepadmin: 1. If you choose "Full Conversion" then Column BA (AMOUNT) and Column BB (TAXES) BOTH values will be convert based on selected Currency in (Column L). 2. If you choose "Partial Conversion" then Column BA (AMOUNT) only will be converted based on selected currency (Column L) and Column BB (TAXES) value (INR) will be added to the converted values.
Note on K162: gepadmin: 1. If you choose "Full Conversion" then Column BA (AMOUNT) and Column BB (TAXES) BOTH values will be convert based on selected Currency in (Column L). 2. If you choose "Partial Conversion" then Column BA (AMOUNT) only will be converted based on selected currency (Column L) and Column BB (TAXES) value (INR) will be added to the converted values.
Note on K14: gepadmin: 1. If you choose "Full Conversion" then Column BA (AMOUNT) and Column BB (TAXES) BOTH values will be convert based on selected Currency in (Column L). 2. If you choose "Partial Conversion" then Column BA (AMOUNT) only will be converted based on selected currency (Column L) and Column BB (TAXES) value (INR) will be added to the converted values.
Note on K15: gepadmin: 1. If you choose "Full Conversion" then Column BA (AMOUNT) and Column BB (TAXES) BOTH values will be convert based on selected Currency in (Column L). 2. If you choose "Partial Conversion" then Column BA (AMOUNT) only will be converted based on selected currency (Column L) and Column BB (TAXES) value (INR) will be added to the converted values.
Note on K16: gepadmin: 1. If you choose "Full Conversion" then Column BA (AMOUNT) and Column BB (TAXES) BOTH values will be convert based on selected Currency in (Column L). 2. If you choose "Partial Conversion" then Column BA (AMOUNT) only will be converted based on selected currency (Column L) and Column BB (TAXES) value (INR) will be added to the converted values.
Note on K17: gepadmin: 1. If you choose "Full Conversion" then Column BA (AMOUNT) and Column BB (TAXES) BOTH values will be convert based on selected Currency in (Column L). 2. If you choose "Partial Conversion" then Column BA (AMOUNT) only will be converted based on selected currency (Column L) and Column BB (TAXES) value (INR) will be added to the converted values.
Note on K18: gepadmin: 1. If you choose "Full Conversion" then Column BA (AMOUNT) and Column BB (TAXES) BOTH values will be convert based on selected Currency in (Column L). 2. If you choose "Partial Conversion" then Column BA (AMOUNT) only will be converted based on selected currency (Column L) and Column BB (TAXES) value (INR) will be added to the converted values.
Note on K19: gepadmin: 1. If you choose "Full Conversion" then Column BA (AMOUNT) and Column BB (TAXES) BOTH values will be convert based on selected Currency in (Column L). 2. If you choose "Partial Conversion" then Column BA (AMOUNT) only will be converted based on selected currency (Column L) and Column BB (TAXES) value (INR) will be added to the converted values.
Note on K20: gepadmin: 1. If you choose "Full Conversion" then Column BA (AMOUNT) and Column BB (TAXES) BOTH values will be convert based on selected Currency in (Column L). 2. If you choose "Partial Conversion" then Column BA (AMOUNT) only will be converted based on selected currency (Column L) and Column BB (TAXES) value (INR) will be added to the converted values.
Note on K21: gepadmin: 1. If you choose "Full Conversion" then Column BA (AMOUNT) and Column BB (TAXES) BOTH values will be convert based on selected Currency in (Column L). 2. If you choose "Partial Conversion" then Column BA (AMOUNT) only will be converted based on selected currency (Column L) and Column BB (TAXES) value (INR) will be added to the converted values.
Note on K22: gepadmin: 1. If you choose "Full Conversion" then Column BA (AMOUNT) and Column BB (TAXES) BOTH values will be convert based on selected Currency in (Column L). 2. If you choose "Partial Conversion" then Column BA (AMOUNT) only will be converted based on selected currency (Column L) and Column BB (TAXES) value (INR) will be added to the converted values.
Note on K23: gepadmin: 1. If you choose "Full Conversion" then Column BA (AMOUNT) and Column BB (TAXES) BOTH values will be convert based on selected Currency in (Column L). 2. If you choose "Partial Conversion" then Column BA (AMOUNT) only will be converted based on selected currency (Column L) and Column BB (TAXES) value (INR) will be added to the converted values.
Note on K24: gepadmin: 1. If you choose "Full Conversion" then Column BA (AMOUNT) and Column BB (TAXES) BOTH values will be convert based on selected Currency in (Column L). 2. If you choose "Partial Conversion" then Column BA (AMOUNT) only will be converted based on selected currency (Column L) and Column BB (TAXES) value (INR) will be added to the converted values.
Note on K25: gepadmin: 1. If you choose "Full Conversion" then Column BA (AMOUNT) and Column BB (TAXES) BOTH values will be convert based on selected Currency in (Column L). 2. If you choose "Partial Conversion" then Column BA (AMOUNT) only will be converted based on selected currency (Column L) and Column BB (TAXES) value (INR) will be added to the converted values.
Note on K100: gepadmin: 1. If you choose "Full Conversion" then Column BA (AMOUNT) and Column BB (TAXES) BOTH values will be convert based on selected Currency in (Column L). 2. If you choose "Partial Conversion" then Column BA (AMOUNT) only will be converted based on selected currency (Column L) and Column BB (TAXES) value (INR) will be added to the converted values.
Note on K101: gepadmin: 1. If you choose "Full Conversion" then Column BA (AMOUNT) and Column BB (TAXES) BOTH values will be convert based on selected Currency in (Column L). 2. If you choose "Partial Conversion" then Column BA (AMOUNT) only will be converted based on selected currency (Column L) and Column BB (TAXES) value (INR) will be added to the converted values.
Note on K102: gepadmin: 1. If you choose "Full Conversion" then Column BA (AMOUNT) and Column BB (TAXES) BOTH values will be convert based on selected Currency in (Column L). 2. If you choose "Partial Conversion" then Column BA (AMOUNT) only will be converted based on selected currency (Column L) and Column BB (TAXES) value (INR) will be added to the converted values.
Note on K103: gepadmin: 1. If you choose "Full Conversion" then Column BA (AMOUNT) and Column BB (TAXES) BOTH values will be convert based on selected Currency in (Column L). 2. If you choose "Partial Conversion" then Column BA (AMOUNT) only will be converted based on selected currency (Column L) and Column BB (TAXES) value (INR) will be added to the converted values.
Note on K104: gepadmin: 1. If you choose "Full Conversion" then Column BA (AMOUNT) and Column BB (TAXES) BOTH values will be convert based on selected Currency in (Column L). 2. If you choose "Partial Conversion" then Column BA (AMOUNT) only will be converted based on selected currency (Column L) and Column BB (TAXES) value (INR) will be added to the converted values.
Note on K105: gepadmin: 1. If you choose "Full Conversion" then Column BA (AMOUNT) and Column BB (TAXES) BOTH values will be convert based on selected Currency in (Column L). 2. If you choose "Partial Conversion" then Column BA (AMOUNT) only will be converted based on selected currency (Column L) and Column BB (TAXES) value (INR) will be added to the converted values.
Note on K106: gepadmin: 1. If you choose "Full Conversion" then Column BA (AMOUNT) and Column BB (TAXES) BOTH values will be convert based on selected Currency in (Column L). 2. If you choose "Partial Conversion" then Column BA (AMOUNT) only will be converted based on selected currency (Column L) and Column BB (TAXES) value (INR) will be added to the converted values.
Note on K107: gepadmin: 1. If you choose "Full Conversion" then Column BA (AMOUNT) and Column BB (TAXES) BOTH values will be convert based on selected Currency in (Column L). 2. If you choose "Partial Conversion" then Column BA (AMOUNT) only will be converted based on selected currency (Column L) and Column BB (TAXES) value (INR) will be added to the converted values.
Note on K108: gepadmin: 1. If you choose "Full Conversion" then Column BA (AMOUNT) and Column BB (TAXES) BOTH values will be convert based on selected Currency in (Column L). 2. If you choose "Partial Conversion" then Column BA (AMOUNT) only will be converted based on selected currency (Column L) and Column BB (TAXES) value (INR) will be added to the converted values.
Note on K109: gepadmin: 1. If you choose "Full Conversion" then Column BA (AMOUNT) and Column BB (TAXES) BOTH values will be convert based on selected Currency in (Column L). 2. If you choose "Partial Conversion" then Column BA (AMOUNT) only will be converted based on selected currency (Column L) and Column BB (TAXES) value (INR) will be added to the converted values.
Note on K110: gepadmin: 1. If you choose "Full Conversion" then Column BA (AMOUNT) and Column BB (TAXES) BOTH values will be convert based on selected Currency in (Column L). 2. If you choose "Partial Conversion" then Column BA (AMOUNT) only will be converted based on selected currency (Column L) and Column BB (TAXES) value (INR) will be added to the converted values.
Note on K111: gepadmin: 1. If you choose "Full Conversion" then Column BA (AMOUNT) and Column BB (TAXES) BOTH values will be convert based on selected Currency in (Column L). 2. If you choose "Partial Conversion" then Column BA (AMOUNT) only will be converted based on selected currency (Column L) and Column BB (TAXES) value (INR) will be added to the converted values.
Note on K112: gepadmin: 1. If you choose "Full Conversion" then Column BA (AMOUNT) and Column BB (TAXES) BOTH values will be convert based on selected Currency in (Column L). 2. If you choose "Partial Conversion" then Column BA (AMOUNT) only will be converted based on selected currency (Column L) and Column BB (TAXES) value (INR) will be added to the converted values.
Note on K113: gepadmin: 1. If you choose "Full Conversion" then Column BA (AMOUNT) and Column BB (TAXES) BOTH values will be convert based on selected Currency in (Column L). 2. If you choose "Partial Conversion" then Column BA (AMOUNT) only will be converted based on selected currency (Column L) and Column BB (TAXES) value (INR) will be added to the converted values.
Note on K114: gepadmin: 1. If you choose "Full Conversion" then Column BA (AMOUNT) and Column BB (TAXES) BOTH values will be convert based on selected Currency in (Column L). 2. If you choose "Partial Conversion" then Column BA (AMOUNT) only will be converted based on selected currency (Column L) and Column BB (TAXES) value (INR) will be added to the converted values.
Note on K115: gepadmin: 1. If you choose "Full Conversion" then Column BA (AMOUNT) and Column BB (TAXES) BOTH values will be convert based on selected Currency in (Column L). 2. If you choose "Partial Conversion" then Column BA (AMOUNT) only will be converted based on selected currency (Column L) and Column BB (TAXES) value (INR) will be added to the converted values.
Note on K116: gepadmin: 1. If you choose "Full Conversion" then Column BA (AMOUNT) and Column BB (TAXES) BOTH values will be convert based on selected Currency in (Column L). 2. If you choose "Partial Conversion" then Column BA (AMOUNT) only will be converted based on selected currency (Column L) and Column BB (TAXES) value (INR) will be added to the converted values.
Note on K117: gepadmin: 1. If you choose "Full Conversion" then Column BA (AMOUNT) and Column BB (TAXES) BOTH values will be convert based on selected Currency in (Column L). 2. If you choose "Partial Conversion" then Column BA (AMOUNT) only will be converted based on selected currency (Column L) and Column BB (TAXES) value (INR) will be added to the converted values.
Note on K118: gepadmin: 1. If you choose "Full Conversion" then Column BA (AMOUNT) and Column BB (TAXES) BOTH values will be convert based on selected Currency in (Column L). 2. If you choose "Partial Conversion" then Column BA (AMOUNT) only will be converted based on selected currency (Column L) and Column BB (TAXES) value (INR) will be added to the converted values.
Note on K119: gepadmin: 1. If you choose "Full Conversion" then Column BA (AMOUNT) and Column BB (TAXES) BOTH values will be convert based on selected Currency in (Column L). 2. If you choose "Partial Conversion" then Column BA (AMOUNT) only will be converted based on selected currency (Column L) and Column BB (TAXES) value (INR) will be added to the converted values.
Note on K120: gepadmin: 1. If you choose "Full Conversion" then Column BA (AMOUNT) and Column BB (TAXES) BOTH values will be convert based on selected Currency in (Column L). 2. If you choose "Partial Conversion" then Column BA (AMOUNT) only will be converted based on selected currency (Column L) and Column BB (TAXES) value (INR) will be added to the converted values.
Note on K121: gepadmin: 1. If you choose "Full Conversion" then Column BA (AMOUNT) and Column BB (TAXES) BOTH values will be convert based on selected Currency in (Column L). 2. If you choose "Partial Conversion" then Column BA (AMOUNT) only will be converted based on selected currency (Column L) and Column BB (TAXES) value (INR) will be added to the converted values.
Note on K122: gepadmin: 1. If you choose "Full Conversion" then Column BA (AMOUNT) and Column BB (TAXES) BOTH values will be convert based on selected Currency in (Column L). 2. If you choose "Partial Conversion" then Column BA (AMOUNT) only will be converted based on selected currency (Column L) and Column BB (TAXES) value (INR) will be added to the converted values.
Note on K123: gepadmin: 1. If you choose "Full Conversion" then Column BA (AMOUNT) and Column BB (TAXES) BOTH values will be convert based on selected Currency in (Column L). 2. If you choose "Partial Conversion" then Column BA (AMOUNT) only will be converted based on selected currency (Column L) and Column BB (TAXES) value (INR) will be added to the converted values.
Note on K124: gepadmin: 1. If you choose "Full Conversion" then Column BA (AMOUNT) and Column BB (TAXES) BOTH values will be convert based on selected Currency in (Column L). 2. If you choose "Partial Conversion" then Column BA (AMOUNT) only will be converted based on selected currency (Column L) and Column BB (TAXES) value (INR) will be added to the converted values.
Note on K125: gepadmin: 1. If you choose "Full Conversion" then Column BA (AMOUNT) and Column BB (TAXES) BOTH values will be convert based on selected Currency in (Column L). 2. If you choose "Partial Conversion" then Column BA (AMOUNT) only will be converted based on selected currency (Column L) and Column BB (TAXES) value (INR) will be added to the converted values.
Note on K126: gepadmin: 1. If you choose "Full Conversion" then Column BA (AMOUNT) and Column BB (TAXES) BOTH values will be convert based on selected Currency in (Column L). 2. If you choose "Partial Conversion" then Column BA (AMOUNT) only will be converted based on selected currency (Column L) and Column BB (TAXES) value (INR) will be added to the converted values.
Note on K127: gepadmin: 1. If you choose "Full Conversion" then Column BA (AMOUNT) and Column BB (TAXES) BOTH values will be convert based on selected Currency in (Column L). 2. If you choose "Partial Conversion" then Column BA (AMOUNT) only will be converted based on selected currency (Column L) and Column BB (TAXES) value (INR) will be added to the converted values.
Note on K128: gepadmin: 1. If you choose "Full Conversion" then Column BA (AMOUNT) and Column BB (TAXES) BOTH values will be convert based on selected Currency in (Column L). 2. If you choose "Partial Conversion" then Column BA (AMOUNT) only will be converted based on selected currency (Column L) and Column BB (TAXES) value (INR) will be added to the converted values.
Note on K129: gepadmin: 1. If you choose "Full Conversion" then Column BA (AMOUNT) and Column BB (TAXES) BOTH values will be convert based on selected Currency in (Column L). 2. If you choose "Partial Conversion" then Column BA (AMOUNT) only will be converted based on selected currency (Column L) and Column BB (TAXES) value (INR) will be added to the converted values.
Note on K130: gepadmin: 1. If you choose "Full Conversion" then Column BA (AMOUNT) and Column BB (TAXES) BOTH values will be convert based on selected Currency in (Column L). 2. If you choose "Partial Conversion" then Column BA (AMOUNT) only will be converted based on selected currency (Column L) and Column BB (TAXES) value (INR) will be added to the converted values.
Note on K131: gepadmin: 1. If you choose "Full Conversion" then Column BA (AMOUNT) and Column BB (TAXES) BOTH values will be convert based on selected Currency in (Column L). 2. If you choose "Partial Conversion" then Column BA (AMOUNT) only will be converted based on selected currency (Column L) and Column BB (TAXES) value (INR) will be added to the converted values.
Note on K132: gepadmin: 1. If you choose "Full Conversion" then Column BA (AMOUNT) and Column BB (TAXES) BOTH values will be convert based on selected Currency in (Column L). 2. If you choose "Partial Conversion" then Column BA (AMOUNT) only will be converted based on selected currency (Column L) and Column BB (TAXES) value (INR) will be added to the converted values.
Note on K133: gepadmin: 1. If you choose "Full Conversion" then Column BA (AMOUNT) and Column BB (TAXES) BOTH values will be convert based on selected Currency in (Column L). 2. If you choose "Partial Conversion" then Column BA (AMOUNT) only will be converted based on selected currency (Column L) and Column BB (TAXES) value (INR) will be added to the converted values.
Note on K134: gepadmin: 1. If you choose "Full Conversion" then Column BA (AMOUNT) and Column BB (TAXES) BOTH values will be convert based on selected Currency in (Column L). 2. If you choose "Partial Conversion" then Column BA (AMOUNT) only will be converted based on selected currency (Column L) and Column BB (TAXES) value (INR) will be added to the converted values.
Note on K135: gepadmin: 1. If you choose "Full Conversion" then Column BA (AMOUNT) and Column BB (TAXES) BOTH values will be convert based on selected Currency in (Column L). 2. If you choose "Partial Conversion" then Column BA (AMOUNT) only will be converted based on selected currency (Column L) and Column BB (TAXES) value (INR) will be added to the converted values.
Note on K136: gepadmin: 1. If you choose "Full Conversion" then Column BA (AMOUNT) and Column BB (TAXES) BOTH values will be convert based on selected Currency in (Column L). 2. If you choose "Partial Conversion" then Column BA (AMOUNT) only will be converted based on selected currency (Column L) and Column BB (TAXES) value (INR) will be added to the converted values.
Note on K137: gepadmin: 1. If you choose "Full Conversion" then Column BA (AMOUNT) and Column BB (TAXES) BOTH values will be convert based on selected Currency in (Column L). 2. If you choose "Partial Conversion" then Column BA (AMOUNT) only will be converted based on selected currency (Column L) and Column BB (TAXES) value (INR) will be added to the converted values.
Note on K138: gepadmin: 1. If you choose "Full Conversion" then Column BA (AMOUNT) and Column BB (TAXES) BOTH values will be convert based on selected Currency in (Column L). 2. If you choose "Partial Conversion" then Column BA (AMOUNT) only will be converted based on selected currency (Column L) and Column BB (TAXES) value (INR) will be added to the converted values.
Note on K139: gepadmin: 1. If you choose "Full Conversion" then Column BA (AMOUNT) and Column BB (TAXES) BOTH values will be convert based on selected Currency in (Column L). 2. If you choose "Partial Conversion" then Column BA (AMOUNT) only will be converted based on selected currency (Column L) and Column BB (TAXES) value (INR) will be added to the converted values.
Note on K140: gepadmin: 1. If you choose "Full Conversion" then Column BA (AMOUNT) and Column BB (TAXES) BOTH values will be convert based on selected Currency in (Column L). 2. If you choose "Partial Conversion" then Column BA (AMOUNT) only will be converted based on selected currency (Column L) and Column BB (TAXES) value (INR) will be added to the converted values.
Note on K141: gepadmin: 1. If you choose "Full Conversion" then Column BA (AMOUNT) and Column BB (TAXES) BOTH values will be convert based on selected Currency in (Column L). 2. If you choose "Partial Conversion" then Column BA (AMOUNT) only will be converted based on selected currency (Column L) and Column BB (TAXES) value (INR) will be added to the converted values.
Note on K142: gepadmin: 1. If you choose "Full Conversion" then Column BA (AMOUNT) and Column BB (TAXES) BOTH values will be convert based on selected Currency in (Column L). 2. If you choose "Partial Conversion" then Column BA (AMOUNT) only will be converted based on selected currency (Column L) and Column BB (TAXES) value (INR) will be added to the converted values.
Note on K143: gepadmin: 1. If you choose "Full Conversion" then Column BA (AMOUNT) and Column BB (TAXES) BOTH values will be convert based on selected Currency in (Column L). 2. If you choose "Partial Conversion" then Column BA (AMOUNT) only will be converted based on selected currency (Column L) and Column BB (TAXES) value (INR) will be added to the converted values.
Note on K144: gepadmin: 1. If you choose "Full Conversion" then Column BA (AMOUNT) and Column BB (TAXES) BOTH values will be convert based on selected Currency in (Column L). 2. If you choose "Partial Conversion" then Column BA (AMOUNT) only will be converted based on selected currency (Column L) and Column BB (TAXES) value (INR) will be added to the converted values.
Note on K145: gepadmin: 1. If you choose "Full Conversion" then Column BA (AMOUNT) and Column BB (TAXES) BOTH values will be convert based on selected Currency in (Column L). 2. If you choose "Partial Conversion" then Column BA (AMOUNT) only will be converted based on selected currency (Column L) and Column BB (TAXES) value (INR) will be added to the converted values.
Note on K146: gepadmin: 1. If you choose "Full Conversion" then Column BA (AMOUNT) and Column BB (TAXES) BOTH values will be convert based on selected Currency in (Column L). 2. If you choose "Partial Conversion" then Column BA (AMOUNT) only will be converted based on selected currency (Column L) and Column BB (TAXES) value (INR) will be added to the converted values.
Note on K147: gepadmin: 1. If you choose "Full Conversion" then Column BA (AMOUNT) and Column BB (TAXES) BOTH values will be convert based on selected Currency in (Column L). 2. If you choose "Partial Conversion" then Column BA (AMOUNT) only will be converted based on selected currency (Column L) and Column BB (TAXES) value (INR) will be added to the converted values.
Note on K148: gepadmin: 1. If you choose "Full Conversion" then Column BA (AMOUNT) and Column BB (TAXES) BOTH values will be convert based on selected Currency in (Column L). 2. If you choose "Partial Conversion" then Column BA (AMOUNT) only will be converted based on selected currency (Column L) and Column BB (TAXES) value (INR) will be added to the converted values.
Note on K149: gepadmin: 1. If you choose "Full Conversion" then Column BA (AMOUNT) and Column BB (TAXES) BOTH values will be convert based on selected Currency in (Column L). 2. If you choose "Partial Conversion" then Column BA (AMOUNT) only will be converted based on selected currency (Column L) and Column BB (TAXES) value (INR) will be added to the converted values.
Note on K150: gepadmin: 1. If you choose "Full Conversion" then Column BA (AMOUNT) and Column BB (TAXES) BOTH values will be convert based on selected Currency in (Column L). 2. If you choose "Partial Conversion" then Column BA (AMOUNT) only will be converted based on selected currency (Column L) and Column BB (TAXES) value (INR) will be added to the converted values.
Note on K151: gepadmin: 1. If you choose "Full Conversion" then Column BA (AMOUNT) and Column BB (TAXES) BOTH values will be convert based on selected Currency in (Column L). 2. If you choose "Partial Conversion" then Column BA (AMOUNT) only will be converted based on selected currency (Column L) and Column BB (TAXES) value (INR) will be added to the converted values.
Note on K152: gepadmin: 1. If you choose "Full Conversion" then Column BA (AMOUNT) and Column BB (TAXES) BOTH values will be convert based on selected Currency in (Column L). 2. If you choose "Partial Conversion" then Column BA (AMOUNT) only will be converted based on selected currency (Column L) and Column BB (TAXES) value (INR) will be added to the converted values.
Note on K153: gepadmin: 1. If you choose "Full Conversion" then Column BA (AMOUNT) and Column BB (TAXES) BOTH values will be convert based on selected Currency in (Column L). 2. If you choose "Partial Conversion" then Column BA (AMOUNT) only will be converted based on selected currency (Column L) and Column BB (TAXES) value (INR) will be added to the converted values.
Note on K154: gepadmin: 1. If you choose "Full Conversion" then Column BA (AMOUNT) and Column BB (TAXES) BOTH values will be convert based on selected Currency in (Column L). 2. If you choose "Partial Conversion" then Column BA (AMOUNT) only will be converted based on selected currency (Column L) and Column BB (TAXES) value (INR) will be added to the converted values.
Note on K155: gepadmin: 1. If you choose "Full Conversion" then Column BA (AMOUNT) and Column BB (TAXES) BOTH values will be convert based on selected Currency in (Column L). 2. If you choose "Partial Conversion" then Column BA (AMOUNT) only will be converted based on selected currency (Column L) and Column BB (TAXES) value (INR) will be added to the converted values.
Note on K156: gepadmin: 1. If you choose "Full Conversion" then Column BA (AMOUNT) and Column BB (TAXES) BOTH values will be convert based on selected Currency in (Column L). 2. If you choose "Partial Conversion" then Column BA (AMOUNT) only will be converted based on selected currency (Column L) and Column BB (TAXES) value (INR) will be added to the converted values.
Note on K157: gepadmin: 1. If you choose "Full Conversion" then Column BA (AMOUNT) and Column BB (TAXES) BOTH values will be convert based on selected Currency in (Column L). 2. If you choose "Partial Conversion" then Column BA (AMOUNT) only will be converted based on selected currency (Column L) and Column BB (TAXES) value (INR) will be added to the converted values.
Note on K168: gepadmin: 1. If you choose "Full Conversion" then Column BA (AMOUNT) and Column BB (TAXES) BOTH values will be convert based on selected Currency in (Column L). 2. If you choose "Partial Conversion" then Column BA (AMOUNT) only will be converted based on selected currency (Column L) and Column BB (TAXES) value (INR) will be added to the converted values.
Note on K26: gepadmin: 1. If you choose "Full Conversion" then Column BA (AMOUNT) and Column BB (TAXES) BOTH values will be convert based on selected Currency in (Column L). 2. If you choose "Partial Conversion" then Column BA (AMOUNT) only will be converted based on selected currency (Column L) and Column BB (TAXES) value (INR) will be added to the converted values.
Note on K53: gepadmin: 1. If you choose "Full Conversion" then Column BA (AMOUNT) and Column BB (TAXES) BOTH values will be convert based on selected Currency in (Column L). 2. If you choose "Partial Conversion" then Column BA (AMOUNT) only will be converted based on selected currency (Column L) and Column BB (TAXES) value (INR) will be added to the converted values.
Note on K54: gepadmin: 1. If you choose "Full Conversion" then Column BA (AMOUNT) and Column BB (TAXES) BOTH values will be convert based on selected Currency in (Column L). 2. If you choose "Partial Conversion" then Column BA (AMOUNT) only will be converted based on selected currency (Column L) and Column BB (TAXES) value (INR) will be added to the converted values.
Note on K55: gepadmin: 1. If you choose "Full Conversion" then Column BA (AMOUNT) and Column BB (TAXES) BOTH values will be convert based on selected Currency in (Column L). 2. If you choose "Partial Conversion" then Column BA (AMOUNT) only will be converted based on selected currency (Column L) and Column BB (TAXES) value (INR) will be added to the converted values.
Note on K56: gepadmin: 1. If you choose "Full Conversion" then Column BA (AMOUNT) and Column BB (TAXES) BOTH values will be convert based on selected Currency in (Column L). 2. If you choose "Partial Conversion" then Column BA (AMOUNT) only will be converted based on selected currency (Column L) and Column BB (TAXES) value (INR) will be added to the converted values.
Note on K57: gepadmin: 1. If you choose "Full Conversion" then Column BA (AMOUNT) and Column BB (TAXES) BOTH values will be convert based on selected Currency in (Column L). 2. If you choose "Partial Conversion" then Column BA (AMOUNT) only will be converted based on selected currency (Column L) and Column BB (TAXES) value (INR) will be added to the converted values.
Note on K58: gepadmin: 1. If you choose "Full Conversion" then Column BA (AMOUNT) and Column BB (TAXES) BOTH values will be convert based on selected Currency in (Column L). 2. If you choose "Partial Conversion" then Column BA (AMOUNT) only will be converted based on selected currency (Column L) and Column BB (TAXES) value (INR) will be added to the converted values.
Note on K59: gepadmin: 1. If you choose "Full Conversion" then Column BA (AMOUNT) and Column BB (TAXES) BOTH values will be convert based on selected Currency in (Column L). 2. If you choose "Partial Conversion" then Column BA (AMOUNT) only will be converted based on selected currency (Column L) and Column BB (TAXES) value (INR) will be added to the converted values.
Note on K60: gepadmin: 1. If you choose "Full Conversion" then Column BA (AMOUNT) and Column BB (TAXES) BOTH values will be convert based on selected Currency in (Column L). 2. If you choose "Partial Conversion" then Column BA (AMOUNT) only will be converted based on selected currency (Column L) and Column BB (TAXES) value (INR) will be added to the converted values.
Note on K61: gepadmin: 1. If you choose "Full Conversion" then Column BA (AMOUNT) and Column BB (TAXES) BOTH values will be convert based on selected Currency in (Column L). 2. If you choose "Partial Conversion" then Column BA (AMOUNT) only will be converted based on selected currency (Column L) and Column BB (TAXES) value (INR) will be added to the converted values.
Note on K62: gepadmin: 1. If you choose "Full Conversion" then Column BA (AMOUNT) and Column BB (TAXES) BOTH values will be convert based on selected Currency in (Column L). 2. If you choose "Partial Conversion" then Column BA (AMOUNT) only will be converted based on selected currency (Column L) and Column BB (TAXES) value (INR) will be added to the converted values.
Note on K63: gepadmin: 1. If you choose "Full Conversion" then Column BA (AMOUNT) and Column BB (TAXES) BOTH values will be convert based on selected Currency in (Column L). 2. If you choose "Partial Conversion" then Column BA (AMOUNT) only will be converted based on selected currency (Column L) and Column BB (TAXES) value (INR) will be added to the converted values.
Note on K88: gepadmin: 1. If you choose "Full Conversion" then Column BA (AMOUNT) and Column BB (TAXES) BOTH values will be convert based on selected Currency in (Column L). 2. If you choose "Partial Conversion" then Column BA (AMOUNT) only will be converted based on selected currency (Column L) and Column BB (TAXES) value (INR) will be added to the converted values.
Note on K89: gepadmin: 1. If you choose "Full Conversion" then Column BA (AMOUNT) and Column BB (TAXES) BOTH values will be convert based on selected Currency in (Column L). 2. If you choose "Partial Conversion" then Column BA (AMOUNT) only will be converted based on selected currency (Column L) and Column BB (TAXES) value (INR) will be added to the converted values.
Note on K90: gepadmin: 1. If you choose "Full Conversion" then Column BA (AMOUNT) and Column BB (TAXES) BOTH values will be convert based on selected Currency in (Column L). 2. If you choose "Partial Conversion" then Column BA (AMOUNT) only will be converted based on selected currency (Column L) and Column BB (TAXES) value (INR) will be added to the converted values.
Note on K91: gepadmin: 1. If you choose "Full Conversion" then Column BA (AMOUNT) and Column BB (TAXES) BOTH values will be convert based on selected Currency in (Column L). 2. If you choose "Partial Conversion" then Column BA (AMOUNT) only will be converted based on selected currency (Column L) and Column BB (TAXES) value (INR) will be added to the converted values.
Note on K92: gepadmin: 1. If you choose "Full Conversion" then Column BA (AMOUNT) and Column BB (TAXES) BOTH values will be convert based on selected Currency in (Column L). 2. If you choose "Partial Conversion" then Column BA (AMOUNT) only will be converted based on selected currency (Column L) and Column BB (TAXES) value (INR) will be added to the converted values.
Note on K93: gepadmin: 1. If you choose "Full Conversion" then Column BA (AMOUNT) and Column BB (TAXES) BOTH values will be convert based on selected Currency in (Column L). 2. If you choose "Partial Conversion" then Column BA (AMOUNT) only will be converted based on selected currency (Column L) and Column BB (TAXES) value (INR) will be added to the converted values.
Note on K94: gepadmin: 1. If you choose "Full Conversion" then Column BA (AMOUNT) and Column BB (TAXES) BOTH values will be convert based on selected Currency in (Column L). 2. If you choose "Partial Conversion" then Column BA (AMOUNT) only will be converted based on selected currency (Column L) and Column BB (TAXES) value (INR) will be added to the converted values.
Note on K95: gepadmin: 1. If you choose "Full Conversion" then Column BA (AMOUNT) and Column BB (TAXES) BOTH values will be convert based on selected Currency in (Column L). 2. If you choose "Partial Conversion" then Column BA (AMOUNT) only will be converted based on selected currency (Column L) and Column BB (TAXES) value (INR) will be added to the converted values.
Note on K96: gepadmin: 1. If you choose "Full Conversion" then Column BA (AMOUNT) and Column BB (TAXES) BOTH values will be convert based on selected Currency in (Column L). 2. If you choose "Partial Conversion" then Column BA (AMOUNT) only will be converted based on selected currency (Column L) and Column BB (TAXES) value (INR) will be added to the converted values.
Note on K97: gepadmin: 1. If you choose "Full Conversion" then Column BA (AMOUNT) and Column BB (TAXES) BOTH values will be convert based on selected Currency in (Column L). 2. If you choose "Partial Conversion" then Column BA (AMOUNT) only will be converted based on selected currency (Column L) and Column BB (TAXES) value (INR) will be added to the converted values.
Note on K98: gepadmin: 1. If you choose "Full Conversion" then Column BA (AMOUNT) and Column BB (TAXES) BOTH values will be convert based on selected Currency in (Column L). 2. If you choose "Partial Conversion" then Column BA (AMOUNT) only will be converted based on selected currency (Column L) and Column BB (TAXES) value (INR) will be added to the converted values.
Note on K99: gepadmin: 1. If you choose "Full Conversion" then Column BA (AMOUNT) and Column BB (TAXES) BOTH values will be convert based on selected Currency in (Column L). 2. If you choose "Partial Conversion" then Column BA (AMOUNT) only will be converted based on selected currency (Column L) and Column BB (TAXES) value (INR) will be added to the converted values.
Note on K64: gepadmin: 1. If you choose "Full Conversion" then Column BA (AMOUNT) and Column BB (TAXES) BOTH values will be convert based on selected Currency in (Column L). 2. If you choose "Partial Conversion" then Column BA (AMOUNT) only will be converted based on selected currency (Column L) and Column BB (TAXES) value (INR) will be added to the converted values.
Note on K65: gepadmin: 1. If you choose "Full Conversion" then Column BA (AMOUNT) and Column BB (TAXES) BOTH values will be convert based on selected Currency in (Column L). 2. If you choose "Partial Conversion" then Column BA (AMOUNT) only will be converted based on selected currency (Column L) and Column BB (TAXES) value (INR) will be added to the converted values.
Note on K66: gepadmin: 1. If you choose "Full Conversion" then Column BA (AMOUNT) and Column BB (TAXES) BOTH values will be convert based on selected Currency in (Column L). 2. If you choose "Partial Conversion" then Column BA (AMOUNT) only will be converted based on selected currency (Column L) and Column BB (TAXES) value (INR) will be added to the converted values.
Note on K67: gepadmin: 1. If you choose "Full Conversion" then Column BA (AMOUNT) and Column BB (TAXES) BOTH values will be convert based on selected Currency in (Column L). 2. If you choose "Partial Conversion" then Column BA (AMOUNT) only will be converted based on selected currency (Column L) and Column BB (TAXES) value (INR) will be added to the converted values.
Note on K68: gepadmin: 1. If you choose "Full Conversion" then Column BA (AMOUNT) and Column BB (TAXES) BOTH values will be convert based on selected Currency in (Column L). 2. If you choose "Partial Conversion" then Column BA (AMOUNT) only will be converted based on selected currency (Column L) and Column BB (TAXES) value (INR) will be added to the converted values.
Note on K69: gepadmin: 1. If you choose "Full Conversion" then Column BA (AMOUNT) and Column BB (TAXES) BOTH values will be convert based on selected Currency in (Column L). 2. If you choose "Partial Conversion" then Column BA (AMOUNT) only will be converted based on selected currency (Column L) and Column BB (TAXES) value (INR) will be added to the converted values.
Note on K70: gepadmin: 1. If you choose "Full Conversion" then Column BA (AMOUNT) and Column BB (TAXES) BOTH values will be convert based on selected Currency in (Column L). 2. If you choose "Partial Conversion" then Column BA (AMOUNT) only will be converted based on selected currency (Column L) and Column BB (TAXES) value (INR) will be added to the converted values.
Note on K71: gepadmin: 1. If you choose "Full Conversion" then Column BA (AMOUNT) and Column BB (TAXES) BOTH values will be convert based on selected Currency in (Column L). 2. If you choose "Partial Conversion" then Column BA (AMOUNT) only will be converted based on selected currency (Column L) and Column BB (TAXES) value (INR) will be added to the converted values.
Note on K72: gepadmin: 1. If you choose "Full Conversion" then Column BA (AMOUNT) and Column BB (TAXES) BOTH values will be convert based on selected Currency in (Column L). 2. If you choose "Partial Conversion" then Column BA (AMOUNT) only will be converted based on selected currency (Column L) and Column BB (TAXES) value (INR) will be added to the converted values.
Note on K73: gepadmin: 1. If you choose "Full Conversion" then Column BA (AMOUNT) and Column BB (TAXES) BOTH values will be convert based on selected Currency in (Column L). 2. If you choose "Partial Conversion" then Column BA (AMOUNT) only will be converted based on selected currency (Column L) and Column BB (TAXES) value (INR) will be added to the converted values.
Note on K74: gepadmin: 1. If you choose "Full Conversion" then Column BA (AMOUNT) and Column BB (TAXES) BOTH values will be convert based on selected Currency in (Column L). 2. If you choose "Partial Conversion" then Column BA (AMOUNT) only will be converted based on selected currency (Column L) and Column BB (TAXES) value (INR) will be added to the converted values.
Note on K75: gepadmin: 1. If you choose "Full Conversion" then Column BA (AMOUNT) and Column BB (TAXES) BOTH values will be convert based on selected Currency in (Column L). 2. If you choose "Partial Conversion" then Column BA (AMOUNT) only will be converted based on selected currency (Column L) and Column BB (TAXES) value (INR) will be added to the converted values.
Note on K76: gepadmin: 1. If you choose "Full Conversion" then Column BA (AMOUNT) and Column BB (TAXES) BOTH values will be convert based on selected Currency in (Column L). 2. If you choose "Partial Conversion" then Column BA (AMOUNT) only will be converted based on selected currency (Column L) and Column BB (TAXES) value (INR) will be added to the converted values.
Note on K77: gepadmin: 1. If you choose "Full Conversion" then Column BA (AMOUNT) and Column BB (TAXES) BOTH values will be convert based on selected Currency in (Column L). 2. If you choose "Partial Conversion" then Column BA (AMOUNT) only will be converted based on selected currency (Column L) and Column BB (TAXES) value (INR) will be added to the converted values.
Note on K78: gepadmin: 1. If you choose "Full Conversion" then Column BA (AMOUNT) and Column BB (TAXES) BOTH values will be convert based on selected Currency in (Column L). 2. If you choose "Partial Conversion" then Column BA (AMOUNT) only will be converted based on selected currency (Column L) and Column BB (TAXES) value (INR) will be added to the converted values.
Note on K79: gepadmin: 1. If you choose "Full Conversion" then Column BA (AMOUNT) and Column BB (TAXES) BOTH values will be convert based on selected Currency in (Column L). 2. If you choose "Partial Conversion" then Column BA (AMOUNT) only will be converted based on selected currency (Column L) and Column BB (TAXES) value (INR) will be added to the converted values.
Note on K80: gepadmin: 1. If you choose "Full Conversion" then Column BA (AMOUNT) and Column BB (TAXES) BOTH values will be convert based on selected Currency in (Column L). 2. If you choose "Partial Conversion" then Column BA (AMOUNT) only will be converted based on selected currency (Column L) and Column BB (TAXES) value (INR) will be added to the converted values.
Note on K81: gepadmin: 1. If you choose "Full Conversion" then Column BA (AMOUNT) and Column BB (TAXES) BOTH values will be convert based on selected Currency in (Column L). 2. If you choose "Partial Conversion" then Column BA (AMOUNT) only will be converted based on selected currency (Column L) and Column BB (TAXES) value (INR) will be added to the converted values.
Note on K82: gepadmin: 1. If you choose "Full Conversion" then Column BA (AMOUNT) and Column BB (TAXES) BOTH values will be convert based on selected Currency in (Column L). 2. If you choose "Partial Conversion" then Column BA (AMOUNT) only will be converted based on selected currency (Column L) and Column BB (TAXES) value (INR) will be added to the converted values.
Note on K83: gepadmin: 1. If you choose "Full Conversion" then Column BA (AMOUNT) and Column BB (TAXES) BOTH values will be convert based on selected Currency in (Column L). 2. If you choose "Partial Conversion" then Column BA (AMOUNT) only will be converted based on selected currency (Column L) and Column BB (TAXES) value (INR) will be added to the converted values.
Note on K84: gepadmin: 1. If you choose "Full Conversion" then Column BA (AMOUNT) and Column BB (TAXES) BOTH values will be convert based on selected Currency in (Column L). 2. If you choose "Partial Conversion" then Column BA (AMOUNT) only will be converted based on selected currency (Column L) and Column BB (TAXES) value (INR) will be added to the converted values.
Note on K85: gepadmin: 1. If you choose "Full Conversion" then Column BA (AMOUNT) and Column BB (TAXES) BOTH values will be convert based on selected Currency in (Column L). 2. If you choose "Partial Conversion" then Column BA (AMOUNT) only will be converted based on selected currency (Column L) and Column BB (TAXES) value (INR) will be added to the converted values.
Note on K86: gepadmin: 1. If you choose "Full Conversion" then Column BA (AMOUNT) and Column BB (TAXES) BOTH values will be convert based on selected Currency in (Column L). 2. If you choose "Partial Conversion" then Column BA (AMOUNT) only will be converted based on selected currency (Column L) and Column BB (TAXES) value (INR) will be added to the converted values.
Note on K87: gepadmin: 1. If you choose "Full Conversion" then Column BA (AMOUNT) and Column BB (TAXES) BOTH values will be convert based on selected Currency in (Column L). 2. If you choose "Partial Conversion" then Column BA (AMOUNT) only will be converted based on selected currency (Column L) and Column BB (TAXES) value (INR) will be added to the converted values.
Note on K27: gepadmin: 1. If you choose "Full Conversion" then Column BA (AMOUNT) and Column BB (TAXES) BOTH values will be convert based on selected Currency in (Column L). 2. If you choose "Partial Conversion" then Column BA (AMOUNT) only will be converted based on selected currency (Column L) and Column BB (TAXES) value (INR) will be added to the converted values.
Note on K28: gepadmin: 1. If you choose "Full Conversion" then Column BA (AMOUNT) and Column BB (TAXES) BOTH values will be convert based on selected Currency in (Column L). 2. If you choose "Partial Conversion" then Column BA (AMOUNT) only will be converted based on selected currency (Column L) and Column BB (TAXES) value (INR) will be added to the converted values.
Note on K29: gepadmin: 1. If you choose "Full Conversion" then Column BA (AMOUNT) and Column BB (TAXES) BOTH values will be convert based on selected Currency in (Column L). 2. If you choose "Partial Conversion" then Column BA (AMOUNT) only will be converted based on selected currency (Column L) and Column BB (TAXES) value (INR) will be added to the converted values.
Note on K30: gepadmin: 1. If you choose "Full Conversion" then Column BA (AMOUNT) and Column BB (TAXES) BOTH values will be convert based on selected Currency in (Column L). 2. If you choose "Partial Conversion" then Column BA (AMOUNT) only will be converted based on selected currency (Column L) and Column BB (TAXES) value (INR) will be added to the converted values.
Note on K31: gepadmin: 1. If you choose "Full Conversion" then Column BA (AMOUNT) and Column BB (TAXES) BOTH values will be convert based on selected Currency in (Column L). 2. If you choose "Partial Conversion" then Column BA (AMOUNT) only will be converted based on selected currency (Column L) and Column BB (TAXES) value (INR) will be added to the converted values.
Note on K32: gepadmin: 1. If you choose "Full Conversion" then Column BA (AMOUNT) and Column BB (TAXES) BOTH values will be convert based on selected Currency in (Column L). 2. If you choose "Partial Conversion" then Column BA (AMOUNT) only will be converted based on selected currency (Column L) and Column BB (TAXES) value (INR) will be added to the converted values.
Note on K33: gepadmin: 1. If you choose "Full Conversion" then Column BA (AMOUNT) and Column BB (TAXES) BOTH values will be convert based on selected Currency in (Column L). 2. If you choose "Partial Conversion" then Column BA (AMOUNT) only will be converted based on selected currency (Column L) and Column BB (TAXES) value (INR) will be added to the converted values.
Note on K34: gepadmin: 1. If you choose "Full Conversion" then Column BA (AMOUNT) and Column BB (TAXES) BOTH values will be convert based on selected Currency in (Column L). 2. If you choose "Partial Conversion" then Column BA (AMOUNT) only will be converted based on selected currency (Column L) and Column BB (TAXES) value (INR) will be added to the converted values.
Note on K35: gepadmin: 1. If you choose "Full Conversion" then Column BA (AMOUNT) and Column BB (TAXES) BOTH values will be convert based on selected Currency in (Column L). 2. If you choose "Partial Conversion" then Column BA (AMOUNT) only will be converted based on selected currency (Column L) and Column BB (TAXES) value (INR) will be added to the converted values.
Note on K36: gepadmin: 1. If you choose "Full Conversion" then Column BA (AMOUNT) and Column BB (TAXES) BOTH values will be convert based on selected Currency in (Column L). 2. If you choose "Partial Conversion" then Column BA (AMOUNT) only will be converted based on selected currency (Column L) and Column BB (TAXES) value (INR) will be added to the converted values.
Note on K37: gepadmin: 1. If you choose "Full Conversion" then Column BA (AMOUNT) and Column BB (TAXES) BOTH values will be convert based on selected Currency in (Column L). 2. If you choose "Partial Conversion" then Column BA (AMOUNT) only will be converted based on selected currency (Column L) and Column BB (TAXES) value (INR) will be added to the converted values.
Note on K38: gepadmin: 1. If you choose "Full Conversion" then Column BA (AMOUNT) and Column BB (TAXES) BOTH values will be convert based on selected Currency in (Column L). 2. If you choose "Partial Conversion" then Column BA (AMOUNT) only will be converted based on selected currency (Column L) and Column BB (TAXES) value (INR) will be added to the converted values.
Note on K39: gepadmin: 1. If you choose "Full Conversion" then Column BA (AMOUNT) and Column BB (TAXES) BOTH values will be convert based on selected Currency in (Column L). 2. If you choose "Partial Conversion" then Column BA (AMOUNT) only will be converted based on selected currency (Column L) and Column BB (TAXES) value (INR) will be added to the converted values.
Note on K40: gepadmin: 1. If you choose "Full Conversion" then Column BA (AMOUNT) and Column BB (TAXES) BOTH values will be convert based on selected Currency in (Column L). 2. If you choose "Partial Conversion" then Column BA (AMOUNT) only will be converted based on selected currency (Column L) and Column BB (TAXES) value (INR) will be added to the converted values.
Note on K41: gepadmin: 1. If you choose "Full Conversion" then Column BA (AMOUNT) and Column BB (TAXES) BOTH values will be convert based on selected Currency in (Column L). 2. If you choose "Partial Conversion" then Column BA (AMOUNT) only will be converted based on selected currency (Column L) and Column BB (TAXES) value (INR) will be added to the converted values.
Note on K42: gepadmin: 1. If you choose "Full Conversion" then Column BA (AMOUNT) and Column BB (TAXES) BOTH values will be convert based on selected Currency in (Column L). 2. If you choose "Partial Conversion" then Column BA (AMOUNT) only will be converted based on selected currency (Column L) and Column BB (TAXES) value (INR) will be added to the converted values.
Note on K43: gepadmin: 1. If you choose "Full Conversion" then Column BA (AMOUNT) and Column BB (TAXES) BOTH values will be convert based on selected Currency in (Column L). 2. If you choose "Partial Conversion" then Column BA (AMOUNT) only will be converted based on selected currency (Column L) and Column BB (TAXES) value (INR) will be added to the converted values.
Note on K44: gepadmin: 1. If you choose "Full Conversion" then Column BA (AMOUNT) and Column BB (TAXES) BOTH values will be convert based on selected Currency in (Column L). 2. If you choose "Partial Conversion" then Column BA (AMOUNT) only will be converted based on selected currency (Column L) and Column BB (TAXES) value (INR) will be added to the converted values.
Note on K45: gepadmin: 1. If you choose "Full Conversion" then Column BA (AMOUNT) and Column BB (TAXES) BOTH values will be convert based on selected Currency in (Column L). 2. If you choose "Partial Conversion" then Column BA (AMOUNT) only will be converted based on selected currency (Column L) and Column BB (TAXES) value (INR) will be added to the converted values.
Note on K46: gepadmin: 1. If you choose "Full Conversion" then Column BA (AMOUNT) and Column BB (TAXES) BOTH values will be convert based on selected Currency in (Column L). 2. If you choose "Partial Conversion" then Column BA (AMOUNT) only will be converted based on selected currency (Column L) and Column BB (TAXES) value (INR) will be added to the converted values.
Note on K47: gepadmin: 1. If you choose "Full Conversion" then Column BA (AMOUNT) and Column BB (TAXES) BOTH values will be convert based on selected Currency in (Column L). 2. If you choose "Partial Conversion" then Column BA (AMOUNT) only will be converted based on selected currency (Column L) and Column BB (TAXES) value (INR) will be added to the converted values.
Note on K48: gepadmin: 1. If you choose "Full Conversion" then Column BA (AMOUNT) and Column BB (TAXES) BOTH values will be convert based on selected Currency in (Column L). 2. If you choose "Partial Conversion" then Column BA (AMOUNT) only will be converted based on selected currency (Column L) and Column BB (TAXES) value (INR) will be added to the converted values.
Note on K49: gepadmin: 1. If you choose "Full Conversion" then Column BA (AMOUNT) and Column BB (TAXES) BOTH values will be convert based on selected Currency in (Column L). 2. If you choose "Partial Conversion" then Column BA (AMOUNT) only will be converted based on selected currency (Column L) and Column BB (TAXES) value (INR) will be added to the converted values.
Note on K50: gepadmin: 1. If you choose "Full Conversion" then Column BA (AMOUNT) and Column BB (TAXES) BOTH values will be convert based on selected Currency in (Column L). 2. If you choose "Partial Conversion" then Column BA (AMOUNT) only will be converted based on selected currency (Column L) and Column BB (TAXES) value (INR) will be added to the converted values.
Note on K51: gepadmin: 1. If you choose "Full Conversion" then Column BA (AMOUNT) and Column BB (TAXES) BOTH values will be convert based on selected Currency in (Column L). 2. If you choose "Partial Conversion" then Column BA (AMOUNT) only will be converted based on selected currency (Column L) and Column BB (TAXES) value (INR) will be added to the converted values.
Note on K52: gepadmin: 1. If you choose "Full Conversion" then Column BA (AMOUNT) and Column BB (TAXES) BOTH values will be convert based on selected Currency in (Column L). 2. If you choose "Partial Conversion" then Column BA (AMOUNT) only will be converted based on selected currency (Column L) and Column BB (TAXES) value (INR) will be added to the converted values.
Note on K163: gepadmin: 1. If you choose "Full Conversion" then Column BA (AMOUNT) and Column BB (TAXES) BOTH values will be convert based on selected Currency in (Column L). 2. If you choose "Partial Conversion" then Column BA (AMOUNT) only will be converted based on selected currency (Column L) and Column BB (TAXES) value (INR) will be added to the converted values.
Note on K164: gepadmin: 1. If you choose "Full Conversion" then Column BA (AMOUNT) and Column BB (TAXES) BOTH values will be convert based on selected Currency in (Column L). 2. If you choose "Partial Conversion" then Column BA (AMOUNT) only will be converted based on selected currency (Column L) and Column BB (TAXES) value (INR) will be added to the converted values.
Note on K165: gepadmin: 1. If you choose "Full Conversion" then Column BA (AMOUNT) and Column BB (TAXES) BOTH values will be convert based on selected Currency in (Column L). 2. If you choose "Partial Conversion" then Column BA (AMOUNT) only will be converted based on selected currency (Column L) and Column BB (TAXES) value (INR) will be added to the converted values.
Note on K166: gepadmin: 1. If you choose "Full Conversion" then Column BA (AMOUNT) and Column BB (TAXES) BOTH values will be convert based on selected Currency in (Column L). 2. If you choose "Partial Conversion" then Column BA (AMOUNT) only will be converted based on selected currency (Column L) and Column BB (TAXES) value (INR) will be added to the converted values.
Note on K167: gepadmin: 1. If you choose "Full Conversion" then Column BA (AMOUNT) and Column BB (TAXES) BOTH values will be convert based on selected Currency in (Column L). 2. If you choose "Partial Conversion" then Column BA (AMOUNT) only will be converted based on selected currency (Column L) and Column BB (TAXES) value (INR) will be added to the converted values.
Note on K169: gepadmin: 1. If you choose "Full Conversion" then Column BA (AMOUNT) and Column BB (TAXES) BOTH values will be convert based on selected Currency in (Column L). 2. If you choose "Partial Conversion" then Column BA (AMOUNT) only will be converted based on selected currency (Column L) and Column BB (TAXES) value (INR) will be added to the converted values.
Note on K170: gepadmin: 1. If you choose "Full Conversion" then Column BA (AMOUNT) and Column BB (TAXES) BOTH values will be convert based on selected Currency in (Column L). 2. If you choose "Partial Conversion" then Column BA (AMOUNT) only will be converted based on selected currency (Column L) and Column BB (TAXES) value (INR) will be added to the converted values.
Note on K171: gepadmin: 1. If you choose "Full Conversion" then Column BA (AMOUNT) and Column BB (TAXES) BOTH values will be convert based on selected Currency in (Column L). 2. If you choose "Partial Conversion" then Column BA (AMOUNT) only will be converted based on selected currency (Column L) and Column BB (TAXES) value (INR) will be added to the converted values.
Note on K172: gepadmin: 1. If you choose "Full Conversion" then Column BA (AMOUNT) and Column BB (TAXES) BOTH values will be convert based on selected Currency in (Column L). 2. If you choose "Partial Conversion" then Column BA (AMOUNT) only will be converted based on selected currency (Column L) and Column BB (TAXES) value (INR) will be added to the converted values.
Note on K173: gepadmin: 1. If you choose "Full Conversion" then Column BA (AMOUNT) and Column BB (TAXES) BOTH values will be convert based on selected Currency in (Column L). 2. If you choose "Partial Conversion" then Column BA (AMOUNT) only will be converted based on selected currency (Column L) and Column BB (TAXES) value (INR) will be added to the converted values.
Note on K174: gepadmin: 1. If you choose "Full Conversion" then Column BA (AMOUNT) and Column BB (TAXES) BOTH values will be convert based on selected Currency in (Column L). 2. If you choose "Partial Conversion" then Column BA (AMOUNT) only will be converted based on selected currency (Column L) and Column BB (TAXES) value (INR) will be added to the converted values.
Note on K184: gepadmin: 1. If you choose "Full Conversion" then Column BA (AMOUNT) and Column BB (TAXES) BOTH values will be convert based on selected Currency in (Column L). 2. If you choose "Partial Conversion" then Column BA (AMOUNT) only will be converted based on selected currency (Column L) and Column BB (TAXES) value (INR) will be added to the converted values.
Note on K178: gepadmin: 1. If you choose "Full Conversion" then Column BA (AMOUNT) and Column BB (TAXES) BOTH values will be convert based on selected Currency in (Column L). 2. If you choose "Partial Conversion" then Column BA (AMOUNT) only will be converted based on selected currency (Column L) and Column BB (TAXES) value (INR) will be added to the converted values.
Note on K179: gepadmin: 1. If you choose "Full Conversion" then Column BA (AMOUNT) and Column BB (TAXES) BOTH values will be convert based on selected Currency in (Column L). 2. If you choose "Partial Conversion" then Column BA (AMOUNT) only will be converted based on selected currency (Column L) and Column BB (TAXES) value (INR) will be added to the converted values.
Note on K180: gepadmin: 1. If you choose "Full Conversion" then Column BA (AMOUNT) and Column BB (TAXES) BOTH values will be convert based on selected Currency in (Column L). 2. If you choose "Partial Conversion" then Column BA (AMOUNT) only will be converted based on selected currency (Column L) and Column BB (TAXES) value (INR) will be added to the converted values.
Note on K182: gepadmin: 1. If you choose "Full Conversion" then Column BA (AMOUNT) and Column BB (TAXES) BOTH values will be convert based on selected Currency in (Column L). 2. If you choose "Partial Conversion" then Column BA (AMOUNT) only will be converted based on selected currency (Column L) and Column BB (TAXES) value (INR) will be added to the converted values.

## Macros
Please Enable Macros to View BoQ information