## BoQ1 (hidden)
Percentage BoQ
BoQ_Ver3.0 | Percentage | Normal | INR Only | INR
Select, At Par, Excess (+), Less (-) |  | IOCL
Tender Inviting Authority: The Assistant Chief Engineer, W.B.P.H&.I.D.Corpn. Ltd.
Name of Work: Construction of 40 head Group-D Barrack (G+1) alongwith driveway, pathway, surface drain etc. at SAP, 9th Bn, Krishnanagar, Nadia.
Contract No: WBPHIDCL/ACE/NIT- 118(e)/2019-2020 (1st Call)
Bidder Name :
PRICE SCHEDULE (This BOQ template must not be modified/replaced by the bidder and the same should be uploaded after filling the relevent columns, else the bidder is liable to be rejected for this tender. Bidders are allowed to enter the Bidder Name and Values only )
NUMBER # | TEXT # | TEXT # | NUMBER # | TEXT # | NUMBER | NUMBER | TEXT | TEXT # | NUMBER # | TEXT# | TEXT # | NUMBER # | NUMBER | NUMBER | NUMBER | NUMBER | TEXT | TEXT | NUMBER | NUMBER | NUMBER | NUMBER | TEXT | TEXT | NUMBER | NUMBER | NUMBER | NUMBER | TEXT | TEXT | NUMBER | NUMBER | NUMBER | NUMBER | TEXT | TEXT | NUMBER | NUMBER | NUMBER | NUMBER | TEXT | TEXT | NUMBER | NUMBER | NUMBER # | NUMBER # | TEXT | TEXT | NUMBER # | NUMBER # | DATE | NUMBER # | NUMBER # | TEXT #
Sl. No. | Item Description | Item Code / Make | Quantity | Units | Estimated Rate |  |  | Addition / Deduction | Addition / Deduction Values | Currency Convertion against each Item | Quoted Currency in INR / Other Currency | BASIC RATE In Figures To be entered by the Bidder Rs. P | Excise Duty | VAT | Freight Charges ( Unloading & Stacking) | Any Other Taxes/Duties/Levies |  |  | Other Taxes 2 | IIIrd Party i.e DGS&D / RITES etc Inspection Charges @0.34%+Service Tax | Less for Cenvat Credit,if any respect of Supplies Under full Excise Duty Category | [30 empty] | TOTAL AMOUNT With Taxes | TOTAL AMOUNT With Taxes | TOTAL AMOUNT In Words
1 | 2 | 3 | 4 | 5 | 6 | 7 | 8 | 9 | 10 | 11 | 12 | 13 | 14 | 15 | 16 | 17 | 18 | 19 | 20 | 21 | 22 | 23 | 24 | 25 | 26 | 27 | 28 | 29 | 30 | 31 | 32 | 33 | 34 | 35 | 36 | 37 | 38 | 39 | 40 | 41 | 42 | 43 | 44 | 45 | 46 | 47 | 48 | 49 | 50 | 51 | 52 | 53 | 54 | 55
1 | Civil works | BI01010001010000000000000515BI0100001112 | [60 empty] | 1 | Construction of chamber for 100mm sluices valve | item1 | 10 | 1 Nos
2 | Dismantling all types of masonry excepting cement concrete plain or reinforced, stacking serviceable materials at site and removing rubbish as directed within a lead of 75 m. | BI01010001010000000000000515BI0100001113 | 15 | CuM. | 505.65 | 60 |  | Excess(+) | 1 | Full Conversion | INR | [40 empty] | 7584.75 | 7584.75 | INR Seven Thousand Five Hundred & Eighty Four and Paise Seventy Five Only | 10 | 11.31 | 150 |  |  |  | 571.99 | 571.99 |  | 2 | Construction of chamber for 100mm sluices valve | item3 | 10 | Nos
3 | Dismantling R.C. floor, roof, beams etc. including cutting rods and removing rubbish as directed within a lead of 75 m. including stacking of steel bars. | BI01010001010000000000000515BI0100001114 | 8 | CuM. | 2212.63 | 160.15 |  | Excess(+) | 1 | Full Conversion | INR | [40 empty] | 17701.04 | 17701.04 | INR Seventeen Thousand Seven Hundred & One and Paise Four Only | 119.27 | 134.92 | 954.16 | 0.12 | 9.9 |  | 2502.93 | 2502.93 |  | 2 | Construction of chamber for 100mm sluices valve | item3 | 10 | Nos
4 | Surface Dressing of the ground in any kind of soil including removing vegetation inequalities not exceeding 15 cm depth and disposal of the rubbish within a lead upto 75 m as directed. | BI01010001010000000000000515BI0100001115 | 279.807 | SqM | 11.31 | 119.27 |  | Excess(+) | 1 | Full Conversion | INR | [40 empty] | 3164.62 | 3164.62 | INR Three Thousand One Hundred & Sixty Four and Paise Sixty Two Only | 192.38 | 217.62 | 53829.27 |  |  | 30874.1 | 12.79 | 12.79 |  | 2 | Construction of chamber for 100mm sluices valve | item3 | 10 | Nos
5 | Earth work in excavation of foundation trenches of drains, in all sorts of soil (including mixed soil but excluding laterite or sandstone) including removing spreading or stacking the spoils with in a lead of 75m. As directed. The item includes necessary trim-ming the sides of trenches, levelling, dressing and ramming the bottom, bailing out water etc. as required complete. Depth of excavation not execeeding 1,500 mm | BI01010001010000000000000515BI0100001116 | 381.755 | CuM. | 134.92 | 77.54 |  | Excess(+) | 1 | Full Conversion | INR | [40 empty] | 51506.38 | 51506.38 | INR Fifty One Thousand Five Hundred & Six and Paise Thirty Eight Only | 148 | 167.42 | 56499.74 |  |  |  | 152.62 | 152.62 |  | 2 | Construction of chamber for 100mm sluices valve | item3 | 10 | Nos
6 | Depth of Excavation for additional depth beyond1500 mm and upto 3000 mm but not requiring Shoring | BI01010001010000000000000515BI0100001117 | 156 | CuM. | 217.62 | 327 |  | Excess(+) | 1 | Full Conversion | INR | [40 empty] | 33948.72 | 33948.72 | INR Thirty Three Thousand Nine Hundred & Forty Eight and Paise Seventy Two Only | 228 | 257.91 | 35568 |  |  |  | 246.17 | 246.17 |  | 2 | Construction of chamber for 100mm sluices valve | item3 | 10 | Nos
7 | Earth work in filling in foundation trenches or plinth with good earth, in layer not exceeding 150mm including watering and ramming etc. layer by layer complete a) With earth obtained from excavation of foundation. | BI01010001010000000000000515BI0100001118 | 145 | CuM. | 87.71 | 10 |  | Excess(+) | 1 | Full Conversion | INR | [40 empty] | 12717.95 | 12717.95 | INR Twelve Thousand Seven Hundred & Seventeen and Paise Ninety Five Only | 148 | 167.42 | 21460 |  |  |  | 99.22 | 99.22 |  | 3 | Supplying, Conveying and fixing spls. Including ea | item4 | 10 | Nos
8 | Removal of rubbish,earth etc.from the working site and disposal of thesame beyond the compound ,inconformity with the Municipal/Corporation Rules for such disposal,loading in to truckand cleaning the site in all respect as per direction of Engineer in charge | BI01010001010000000000000515BI0100001119 | 15 | CuM. | 187.78 | 11 |  | Excess(+) | 1 | Full Conversion | INR | [40 empty] | 2816.7 | 2816.7 | INR Two Thousand Eight Hundred & Sixteen and Paise Seventy Only | 93 | 105.2 | 1395 |  |  |  | 212.42 | 212.42 |  | 3 | Supplying, Conveying and fixing spls. Including ea | item4 | 10 | Nos
9 | Filling in foundation or plinth by FINE sand in layers not exceeding 150 mm as directed and consoliding the same by through saturation with water ramming complete including the cost of supply of sand (payment to be made on measurment of finished quantity) Flooring Base | BI01010001010000000000000515BI0100001120 | 45.98 | CuM. | 868.66 | 447 |  | Excess(+) | 1 | Full Conversion | INR | [40 empty] | 39940.99 | 39940.99 | INR Thirty Nine Thousand Nine Hundred & Forty and Paise Ninety Nine Only | 77.54 | 87.71 | 3565.29 |  |  |  | 982.63 | 982.63 |  | 1.01 | Supplying, Conveying and fixing spls. Including eart | item1 | 123.223 | Nos
10 | Single brick flat soling of picked jhama bricks including ramming and dressing bed to proper level, and filling joints with powered or local sand. | BI01010001010000000000000515BI0100001121 | 110.2 | SqM | 369.9 | 497 |  | Excess(+) | 1 | Full Conversion | INR | [40 empty] | 40762.98 | 40762.98 | INR Forty Thousand Seven Hundred & Sixty Two and Paise Ninety Eight Only | 172.18 | 194.77 | 18974.24 |  |  |  | 418.43 | 418.43 |  | 1.02 | Construction of chamber for 100mm sluice plates | item2 | 213 | Nos
11 | (I) Cement concrete with graded stone ballast (40 mm size excluding shuttering) In ground floor (B)With [Pakur Variety 1:3:6 | BI01010001010000000000000515BI0100001122 | 37 | CuM. | 5585.87 | 1956 |  | Excess(+) | 1 | Full Conversion | INR | [40 empty] | 206677.19 | 206677.19 | INR Two Lakh Six Thousand Six Hundred & Seventy Seven and Paise Nineteen Only | 266 | 300.9 | 9842 |  |  |  | 6318.74 | 6318.74 |  | 3 | Supplying, Conveying and fixing spls. Including ea | item4 | 10 | Nos
12 | 6 (b) Controlled Cement concrete with well graded stone chips (20 mm nominal size) excluding shuttering and reinforcement with complete design of concrete as per IS : 456 and relevant special publications, submission of job mix formula after preliminary mix design after testing of concrete cubes as per direction of Engineer-in charge. Consumption of cement will not be less than 300 Kg of cement with Super plasticiser per cubic meter of controlled concrete but actual consumption will be determined on the basis of preliminary test and job mix foumula. In ground floor and foundation.[using concrete mixture] (b) M 25 Grade (i) Pakur Variety any, in ground floor as per relevant IS codes. a) Pakur Variety Ground Floor | BI01010001010000000000000515BI0100001123 | 101.25 | CuM. | 7089.23 | 2006 |  | Excess(+) | 1 | Full Conversion | INR | [40 empty] | 717784.54 | 717784.54 | INR Seven Lakh Seventeen Thousand Seven Hundred & Eighty Four and Paise Fifty Four Only | 4737.22 | 5358.74 | 479643.53 |  |  |  | 8019.34 | 8019.34 |  | 1.01 | Supplying, Conveying and fixing spls. Including eart | item1 | 123.223 | Nos
13 | 6 (b) Controlled Cement concrete with well graded stone chips (20 mm nominal size) excluding shuttering and reinforcement with complete design of concrete as per IS : 456 and relevant special publications, submission of job mix formula after preliminary mix design after testing of concrete cubes as per direction of Engineer-in charge. Consumption of cement will not be less than 300 Kg of cement with Super plasticiser per cubic meter of controlled concrete but actual consumption will be determined on the basis of preliminary test and job mix foumula. In ground floor and foundation.[using concrete mixture] (b) M 25 Grade (i) Pakur Variety any, in ground floor as per relevant IS codes. a) Pakur Variety FIRST FLOOR | BI01010001010000000000000515BI0100001124 | 31 | CuM. | 7196.69 | 889 |  | Excess(+) | 1 | Full Conversion | INR | [40 empty] | 223097.39 | 223097.39 | INR Two Lakh Twenty Three Thousand &Ninety Seven and Paise Thirty Nine Only | 5857 | 6625.44 | 181567 |  |  |  | 8140.9 | 8140.9
14 | 6 (b) Controlled Cement concrete with well graded stone chips (20 mm nominal size) excluding shuttering and reinforcement with complete design of concrete as per IS : 456 and relevant special publications, submission of job mix formula after preliminary mix design after testing of concrete cubes as per direction of Engineer-in charge. Consumption of cement will not be less than 300 Kg of cement with Super plasticiser per cubic meter of controlled concrete but actual consumption will be determined on the basis of preliminary test and job mix foumula. In ground floor and foundation.[using concrete mixture] (b) M 25 Grade (i) Pakur Variety any, in ground floor as per relevant IS codes. a) Pakur Variety 2 nd FLOOR MUMPTY | BI01010001010000000000000515BI0100001125 | 11 | CuM. | 7304.16 | 19 |  | Excess(+) | 1 | Full Conversion | INR | [40 empty] | 80345.76 | 80345.76 | INR Eighty Thousand Three Hundred & Forty Five and Paise Seventy Six Only | 5952 | 6732.9 | 65472 |  |  |  | 8262.47 | 8262.47
15 | Hire and labour charges for shuttering with centering and necessary staging upto 4 m using approved stout props and thick hard wood planks of approved thickness with required bracing for concrete slabs, beams and columns, lintels curved or straight including fitting, fixing and striking out after complection of work (upto roof of ground floor.) c) Steel shuttering or 9 to 12 mm thick approved quality ply board shuttering in any concrete work Ground floor | BI01010001010000000000000515BI0100001126 | 682 | SqM. | 412.89 | 50 |  | Excess(+) | 1 | Full Conversion | INR | [40 empty] | 281590.98 | 281590.98 | INR Two Lakh Eighty One Thousand Five Hundred & Ninety and Paise Ninety Eight Only | 6047 | 6840.37 | 4124054 |  |  |  | 467.06 | 467.06
16 | Hire and labour charges for shuttering with centering and necessary staging upto 4 m using approved stout props and thick hard wood planks of approved thickness with required bracing for concrete slabs, beams and columns, lintels curved or straight including fitting, fixing and striking out after complection of work (upto roof of ground floor.) c) Steel shuttering or 9 to 12 mm thick approved quality ply board shuttering in any concrete work 1st floor | BI01010001010000000000000515BI0100001127 | 550 | SqM. | 433.25 | 56 |  | Excess(+) | 1 | Full Conversion | INR | [40 empty] | 238287.5 | 238287.5 | INR Two Lakh Thirty Eight Thousand Two Hundred & Eighty Seven and Paise Fifty Only | 6142 | 6947.83 | 3378100 |  |  |  | 490.09 | 490.09
17 | Hire and labour charges for shuttering with centering and necessary staging upto 4 m using approved stout props and thick hard wood planks of approved thickness with required bracing for concrete slabs, beams and columns, lintels curved or straight including fitting, fixing and striking out after complection of work (upto roof of ground floor.) c) Steel shuttering or 9 to 12 mm thick approved quality ply board shuttering in any concrete work 2nd floor | BI01010001010000000000000515BI0100001128 | 95 | SqM. | 453.61 | 166 |  | Excess(+) | 1 | Full Conversion | INR | [40 empty] | 43092.95 | 43092.95 | INR Forty Three Thousand &Ninety Two and Paise Ninety Five Only | 399 | 451.35 | 37905 |  |  |  | 513.12 | 513.12
18 | Reinforcement for reinforced concrete work in all sorts structure including distribution bars, stirrups, binders etc. including of rods initial straightening and removal of loose rust (if necessary), cutting to requisite length , hooking and bending with 16 gauge black annealed wire at every inter section, complete as per drawing and direction. Brand Should be TATA/ RINL/SAIL For work in foundation,basement and and upto roof of Ground Floor/upto 4m | BI01010001010000000000000515BI0100001129 | 10.72 | M.T. | 80619.49 | 128 |  | Excess(+) | 1 | Full Conversion | INR | [40 empty] | 864240.93 | 864240.93 | INR Eight Lakh Sixty Four Thousand Two Hundred & Forty and Paise Ninety Three Only | 417 | 471.71 | 4470.24 |  |  |  | 91196.77 | 91196.77
19 | Reinforcement for reinforced concrete work in all sorts structure including distribution bars, stirrups, binders etc. including of rods initial straightening and removal of loose rust (if necessary), cutting to requisite length , hooking and bending with 16 gauge black annealed wire at every inter section, complete as per drawing and direction. Brand Should be TATA/ RINL/SAIL FIRST FLOOR | BI01010001010000000000000515BI0100001130 | 9.2 | M.T. | 81105.91 | 132 |  | Excess(+) | 1 | Full Conversion | INR | [40 empty] | 746174.37 | 746174.37 | INR Seven Lakh Forty Six Thousand One Hundred & Seventy Four and Paise Thirty Seven Only | 435 | 492.07 | 4002 |  |  |  | 91747.01 | 91747.01
20 | Reinforcement for reinforced concrete work in all sorts structure including distribution bars, stirrups, binders etc. including of rods initial straightening and removal of loose rust (if necessary), cutting to requisite length , hooking and bending with 16 gauge black annealed wire at every inter section, complete as per drawing and direction. Brand Should be TATA/ RINL/SAIL 2 nd FLOOR MUMPTY | BI01010001010000000000000515BI0100001131 | 0.95 | M.T. | 81592.32 | 163 |  | Excess(+) | 1 | Full Conversion | INR | [40 empty] | 77512.7 | 77512.7 | INR Seventy Seven Thousand Five Hundred & Twelve and Paise Seventy Only | 71699 | 81105.91 | 68114.05 |  |  |  | 92297.23 | 92297.23
21 | Brick work with 1st class bricks in cement mortar (1:6) GL TO PL(a) In foundation and plinth | BI01010001010000000000000515BI0100001132 | 18.8 | CuM. | 5601.7 | 167 |  | Excess(+) | 1 | Full Conversion | INR | [40 empty] | 105311.96 | 105311.96 | INR One Lakh Five Thousand Three Hundred & Eleven and Paise Ninety Six Only | 72129 | 81592.32 | 1356025.2 |  |  |  | 6336.64 | 6336.64
22 | Brick work with 1st class bricks in cement mortar (1:6) in Super Structure , Ground Floor | BI01010001010000000000000515BI0100001133 | 61 | CuM. | 5852.83 |  |  | Excess(+) | 1 | Full Conversion | INR | [40 empty] | 357022.63 | 357022.63 | INR Three Lakh Fifty Seven Thousand &Twenty Two and Paise Sixty Three Only | 4243 | 4799.68 | 258823 |  |  |  | 6620.72 | 6620.72
23 | Brick work with 1st class bricks in cement mortar (1:6) in Super Structure , FIRST FLOOR | BI01010001010000000000000515BI0100001134 | 60 | CuM. | 5978.39 |  |  | Excess(+) | 1 | Full Conversion | INR | [40 empty] | 358703.4 | 358703.4 | INR Three Lakh Fifty Eight Thousand Seven Hundred & Three and Paise Forty Only | 4466 | 5051.94 | 267960 |  |  |  | 6762.75 | 6762.75
24 | Brick work with 1st class bricks in cement mortar (1:6) in Super Structure , 2 nd FLOOR MUMPTY | BI01010001010000000000000515BI0100001135 | 10.5 | CuM. | 6103.96 |  |  | Excess(+) | 1 | Full Conversion | INR | [40 empty] | 64091.58 | 64091.58 | INR Sixty Four Thousand &Ninety One and Paise Fifty Eight Only | 4799 | 5428.63 | 50389.5 |  |  |  | 6904.8 | 6904.8
25 | 125 mm. thick brick work with 1st class bricks in cement mortar (1:4)in Ground Floor | BI01010001010000000000000515BI0100001136 | 60 | SqM | 768.08 |  |  | Excess(+) | 1 | Full Conversion | INR | [40 empty] | 46084.8 | 46084.8 | INR Forty Six Thousand &Eighty Four and Paise Eighty Only | 4910 | 5554.19 | 294600 |  |  |  | 868.85 | 868.85
26 | 125 mm. thick brick work with 1st class bricks in cement mortar (1:4)in FIRST FLOOR | BI01010001010000000000000515BI0100001137 | 60 | SqM | 781.66 |  |  | Excess(+) | 1 | Full Conversion | INR | [40 empty] | 46899.6 | 46899.6 | INR Forty Six Thousand Eight Hundred & Ninety Nine and Paise Sixty Only | 592 | 669.67 | 35520 |  |  |  | 884.21 | 884.21
27 | 125 mm. thick brick work with 1st class bricks in cement mortar (1:4)in SECOND FLOOR | BI01010001010000000000000515BI0100001138 | 61 | SqM | 795.23 |  |  | Excess(+) | 1 | Full Conversion | INR | [40 empty] | 48509.03 | 48509.03 | INR Forty Eight Thousand Five Hundred & Nine and Paise Three Only | 604 | 683.24 | 36844 |  |  |  | 899.56 | 899.56
28 | 25mm. thick damp proof course with cement concrete with stone chips (1:1.5:3) [with graded stone aggregate 10 mm nominal size] and admixture of water proofing compound as per manufacturer's specification followed by two coat of polymer based paint, (1st coat after 4 to 5 days of concrete laying and 2 nd coat just before brick masonry work) as directed (cost of water proofing compound & polymer based paint to be paid separately).( Chequering not required over concrete or painted surface). [Note: - Waterproofing as per item NO 60, polymer based paint as per item 59 (a) of Section (C). | BI01010001010000000000000515BI0100001139 | 31 | SqM | 216.06 |  |  | Excess(+) | 1 | Full Conversion | INR | [40 empty] | 6697.86 | 6697.86 | INR Six Thousand Six Hundred & Ninety Seven and Paise Eighty Six Only | 616 | 696.82 | 19096 |  |  |  | 244.41 | 244.41
29 | Labour for Chipping of concrete surface before taking up Plastering work. | BI01010001010000000000000515BI0100001140 | 600 | Sqm | 23.76 |  |  | Excess(+) | 1 | Full Conversion | INR | [40 empty] | 14256 | 14256 | INR Fourteen Thousand Two Hundred & Fifty Six Only | 628 | 710.39 | 376800 |  |  |  | 26.88 | 26.88
30 | Plaster (to wall, floor, ceiling etc.) with sand and cement mortar including rounding off or chamfering corners as directed and raking out joints including throating, nosing and drip course, scaffolding/staging where necessary (Ground floor).[Excluding cost of chipping over concrete surface](ii) With 1:4 cement mortar , b) 10 mm thick plaster. Ceiling Plaster Ground Floor | BI01010001010000000000000515BI0100001141 | 730 | SqM | 144.79 | 104 |  | Excess(+) | 1 | Full Conversion | INR | [40 empty] | 105696.7 | 105696.7 | INR One Lakh Five Thousand Six Hundred & Ninety Six and Paise Seventy Only | 640 | 723.97 | 467200 |  |  |  | 163.79 | 163.79
31 | Plaster (to wall, floor, ceiling etc.) with sand and cement mortar including rounding off or chamfering corners as directed and raking out joints including throating, nosing and drip course, scaffolding/staging where necessary (Ground floor).[Excluding cost of chipping over concrete surface](ii) With 1:4 cement mortar , b) 10 mm thick plaster. Ceiling Plaster FIRST FLOOR | BI01010001010000000000000515BI0100001142 | 700 | SqM | 149.32 |  |  | Excess(+) | 1 | Full Conversion | INR | [40 empty] | 104524 | 104524 | INR One Lakh Four Thousand Five Hundred & Twenty Four Only | 175 | 197.96 | 122500 |  |  |  | 168.91 | 168.91
32 | Plaster (to wall, floor, ceiling etc.) with sand and cement mortar including rounding off or chamfering corners as directed and raking out joints including throating, nosing and drip course, scaffolding/staging where necessary (Ground floor).[Excluding cost of chipping over concrete surface](ii) With 1:4 cement mortar , b) 10 mm thick plaster. Ceiling Plaster 2 nd FLOOR MUMPTY | BI01010001010000000000000515BI0100001143 | 20.8 | SqM | 153.84 |  |  | Excess(+) | 1 | Full Conversion | INR | [40 empty] | 3199.87 | 3199.87 | INR Three Thousand One Hundred & Ninety Nine and Paise Eighty Seven Only | 75572 | 85487.05 | 1571897.6 |  |  |  | 174.02 | 174.02
33 | With 6:1 cement mortar a) 20mm thick plaster(Outside) Ground Floor | BI01010001010000000000000515BI0100001144 | 764 | SqM | 186.65 |  |  | Excess(+) | 1 | Full Conversion | INR | [40 empty] | 142600.6 | 142600.6 | INR One Lakh Forty Two Thousand Six Hundred and Paise Sixty Only | 75772 | 85713.29 | 57889808 |  |  |  | 211.14 | 211.14
34 | With 6:1 cement mortar a) 20mm thick plaster(Outside) FIRST FLOOR | BI01010001010000000000000515BI0100001145 | 551 | SqM | 191.17 |  |  | Excess(+) | 1 | Full Conversion | INR | [40 empty] | 105334.67 | 105334.67 | INR One Lakh Five Thousand Three Hundred & Thirty Four and Paise Sixty Seven Only | 75972 | 85939.53 | 41860572 |  |  |  | 216.25 | 216.25
35 | With 6:1 cement mortar a) 20mm thick plaster(Outside) 2 nd FLOOR MUMPTY | BI01010001010000000000000515BI0100001146 | 180 | SqM | 195.7 |  |  | Excess(+) | 1 | Full Conversion | INR | [40 empty] | 35226 | 35226 | INR Thirty Five Thousand Two Hundred & Twenty Six Only | 76172 | 86165.77 | 13710960 |  |  |  | 221.38 | 221.38
36 | With 6:1 cement mortar b) 15mm thick plaster(Inside) Ground Floor | BI01010001010000000000000515BI0100001147 | 561 | SqM | 162.89 |  |  | Excess(+) | 1 | Full Conversion | INR | [40 empty] | 91381.29 | 91381.29 | INR Ninety One Thousand Three Hundred & Eighty One and Paise Twenty Nine Only | 76372 | 86392.01 | 42844692 |  |  |  | 184.26 | 184.26
37 | With 6:1 cement mortar b) 15mm thick plaster(Inside) FIRST FLOOR | BI01010001010000000000000515BI0100001148 | 567 | SqM | 167.42 |  |  | Excess(+) | 1 | Full Conversion | INR | [40 empty] | 94927.14 | 94927.14 | INR Ninety Four Thousand Nine Hundred & Twenty Seven and Paise Fourteen Only | 2659 | 3007.86 | 1507653 |  |  |  | 189.39 | 189.39
38 | With 6:1 cement mortar b) 15mm thick plaster(Inside 2 nd FLOOR MUMPTY | BI01010001010000000000000515BI0100001149 | 35 | SqM | 171.94 |  |  | Excess(+) | 1 | Full Conversion | INR | [40 empty] | 6017.9 | 6017.9 | INR Six Thousand &Seventeen and Paise Ninety Only | 2673 | 3023.7 | 93555 |  |  |  | 194.5 | 194.5
39 | Net Cement Punning above 1.5mm thick in Wall dado,Window Sill Floor and Drain etc Note Cement 0.152 cum 100 Sqmts | BI01010001010000000000000515BI0100001150 | 646 | SqM | 38.46 |  |  | Excess(+) | 1 | Full Conversion | INR | [40 empty] | 24845.16 | 24845.16 | INR Twenty Four Thousand Eight Hundred & Forty Five and Paise Sixteen Only | 2687 | 3039.53 | 1735802 |  |  |  | 43.51 | 43.51
40 | Applying exterior grade Acrylic primer of approved quality and brand on plastered or concrete surface old or new surface to receive decorative textured (matt finish) or smooth finish acrylic exterior emulsion paint including scraping and preparing the surface throughly , complete as per manufacturer's specification and as per direction of the EIC. (TWO COATS) Ground Floor (External surface) | BI01010001010000000000000515BI0100001151 | 550 | SqM | 51.02 |  |  | Excess(+) | 1 | Full Conversion | INR | [40 empty] | 28061 | 28061 | INR Twenty Eight Thousand &Sixty One Only | 2701 | 3055.37 | 1485550 |  |  |  | 57.71 | 57.71
41 | Applying exterior grade Acrylic primer of approved quality and brand on plastered or concrete surface old or new surface to receive decorative textured (matt finish) or smooth finish acrylic exterior emulsion paint including scraping and preparing the surface throughly , complete as per manufacturer's specification and as per direction of the EIC. (TWO COATS) FIRST FLOOR (External surface) | BI01010001010000000000000515BI0100001152 | 550 | SqM | 51.82 |  |  | Excess(+) | 1 | Full Conversion | INR | [40 empty] | 28501 | 28501 | INR Twenty Eight Thousand Five Hundred & One Only | 497 | 562.21 | 273350 |  |  |  | 58.62 | 58.62
42 | Applying exterior grade Acrylic primer of approved quality and brand on plastered or concrete surface old or new surface to receive decorative textured (matt finish) or smooth finish acrylic exterior emulsion paint including scraping and preparing the surface throughly , complete as per manufacturer's specification and as per direction of the EIC. (TWO COATS) 2 nd FLOOR MUMPTY | BI01010001010000000000000515BI0100001153 | 201 | SqM | 52.62 |  |  | Excess(+) | 1 | Full Conversion | INR | [40 empty] | 10576.62 | 10576.62 | INR Ten Thousand Five Hundred & Seventy Six and Paise Sixty Two Only | 2763 | 3125.51 | 555363 |  |  |  | 59.52 | 59.52
43 | Protective and Decorative Acrylic exterior emulsion paint of approved quality , as per manufacturee's specification and as per direction of EIC to be applied over acrylic primer as required. The rate includes cost of material, labour, scaffolding and all incidental charges but excluding the cosy of primer. (Two Coats) Ground Floor (External surface) | BI01010001010000000000000515BI0100001154 | 568 | SqM | 75.79 |  |  | Excess(+) | 1 | Full Conversion | INR | [40 empty] | 43048.72 | 43048.72 | INR Forty Three Thousand &Forty Eight and Paise Seventy Two Only | 2777 | 3141.34 | 1577336 |  |  |  | 85.73 | 85.73
44 | Protective and Decorative Acrylic exterior emulsion paint of approved quality , as per manufacturee's specification and as per direction of EIC to be applied over acrylic primer as required. The rate includes cost of material, labour, scaffolding and all incidental charges but excluding the cosy of primer. (Two Coats) FIRST FLOOR (External surface) | BI01010001010000000000000515BI0100001155 | 568 | SqM | 76.59 |  |  | Excess(+) | 1 | Full Conversion | INR | [40 empty] | 43503.12 | 43503.12 | INR Forty Three Thousand Five Hundred & Three and Paise Twelve Only | 2791 | 3157.18 | 1585288 |  |  |  | 86.64 | 86.64
45 | Protective and Decorative Acrylic exterior emulsion paint of approved quality , as per manufacturee's specification and as per direction of EIC to be applied over acrylic primer as required. The rate includes cost of material, labour, scaffolding and all incidental charges but excluding the cosy of primer. (Two Coats) 2 nd FLOOR MUMPTY | BI01010001010000000000000515BI0100001156 | 180 | SqM | 77.4 |  |  | Excess(+) | 1 | Full Conversion | INR | [40 empty] | 13932 | 13932 | INR Thirteen Thousand Nine Hundred & Thirty Two Only | 2805 | 3173.02 | 504900 |  |  |  | 87.55 | 87.55
46 | White washing including cleaning and smoothening surfacethoroughly (b) Two coats (to be done on specific instruction). Ground Floor | BI01010001010000000000000515BI0100001157 | 668 | SqM | 20.52 |  |  | Excess(+) | 1 | Full Conversion | INR | [40 empty] | 13707.36 | 13707.36 | INR Thirteen Thousand Seven Hundred & Seven and Paise Thirty Six Only | 75453 | 85352.43 | 50402604 |  |  |  | 23.21 | 23.21
47 | White washing including cleaning and smoothening surfacethoroughly (b) Two coats (to be done on specific instruction). First Floor | BI01010001010000000000000515BI0100001158 | 790 | SqM | 20.52 |  |  | Excess(+) | 1 | Full Conversion | INR | [40 empty] | 16210.8 | 16210.8 | INR Sixteen Thousand Two Hundred & Ten and Paise Eighty Only | 766 | 866.5 | 605140 |  |  |  | 23.21 | 23.21
48 | White washing including cleaning and smoothening surfacethoroughly (b) Two coats (to be done on specific instruction). Mumty | BI01010001010000000000000515BI0100001159 | 56 | SqM | 20.52 |  |  | Excess(+) | 1 | Full Conversion | INR | [40 empty] | 1149.12 | 1149.12 | INR One Thousand One Hundred & Forty Nine and Paise Twelve Only | 394 | 445.69 | 22064 |  |  |  | 23.21 | 23.21
49 | Primming One coat on Timber or Plaster surface with Synthetic Oil bound Primer of approved Quality inclusing smooting surface by sand Papering etc | BI01010001010000000000000515BI0100001160 | 590 | SqM | 42.99 |  |  | Excess(+) | 1 | Full Conversion | INR | [40 empty] | 25364.1 | 25364.1 | INR Twenty Five Thousand Three Hundred & Sixty Four and Paise Ten Only | 342 | 386.87 | 201780 |  |  |  | 48.63 | 48.63
50 | (A) Painting with best quality synthetic enamel paint of approved make and brand including smoothening surface by sand papering etc. including using of approved putty etc. on the surface, if necessary : (a) On timber or plastered surface :With super gloss (hi-gloss) -(iv) Two coats (with any shade except white) | BI01010001010000000000000515BI0100001161 | 590 | SqM | 91.63 |  |  | Excess(+) | 1 | Full Conversion | INR | [40 empty] | 54061.7 | 54061.7 | INR Fifty Four Thousand &Sixty One and Paise Seventy Only | 3614 | 4088.16 | 2132260 |  |  |  | 103.65 | 103.65
51 | (b) Priming one coat on steel or other metal surface with synthetic oil bound primer of approved quality including smoothening surfaces by sand papering etc. | BI01010001010000000000000515BI0100001162 | 41 | SqM | 32.8 |  |  | Excess(+) | 1 | Full Conversion | INR | [40 empty] | 1344.8 | 1344.8 | INR One Thousand Three Hundred & Forty Four and Paise Eighty Only | 122 | 138.01 | 5002 |  |  |  | 37.1 | 37.1
52 | Painting with best quality synthetic enamel paint of approved make and brand including smoothening surface by sand papering etc. including using of approved putty etc. on the surface, if necessaryb) iv) On Steel and other Metal Surface Two coat with any shade except white | BI01010001010000000000000515BI0100001163 | 40.5 | SqM | 89.36 |  |  | Excess(+) | 1 | Full Conversion | INR | [40 empty] | 3619.08 | 3619.08 | INR Three Thousand Six Hundred & Nineteen and Paise Eight Only | 126 | 142.53 | 5103 |  |  |  | 101.08 | 101.08
53 | Artificial stone in floor, dado, staircase etc with cement concrete (1:2:4) with stone chips, laid in panels as directed with topping made with ordinary or white cement (as necessary) and marble dust in proportion (1:2) including smooth finishing and rounding off corners including raking out joints or roughening of concrete surface and application of cement slurry before flooring works using cement @ 1.75 kg/sq.m all complete including all materials and labour. In ground floor.3 mm. thick topping (High polishing grinding on this item is not permitted with ordinary cement). Using grey cement (ii) 35 mm. thick Second Floor Mumpty | BI01010001010000000000000515BI0100001164 | 133.694 | SqM | 375.25 | 6268 |  | Excess(+) | 1 | Full Conversion | INR | [40 empty] | 50168.67 | 50168.67 | INR Fifty Thousand One Hundred & Sixty Eight and Paise Sixty Seven Only | 130 | 147.06 | 17380.22 |  |  |  | 424.48 | 424.48
55 | 18 mm. to 22 mm. thick, kota stone slab setting 20 mm thick (avg) cement mortar (1:4) in floor, stair & lobby including pointing in cement slurry with admixture of pigmentmatching the stone shade, including grinding& polishing as per direction of Engineer - in -charge to match with the existing work.[Slurry for bedding @ 4.4 kg/Sq.m andpointing @2.0 kg/Sq.m]Extra cost of labour for prefinished and premoulded Nosing to treads of steps, Ground Floor | BI01010001010000000000000515BI0100001166 | 0.55 | SqM | 1147.04 |  |  | Excess(+) | 1 | Full Conversion | INR | [40 empty] | 630.87 | 630.87 | INR Six Hundred & Thirty and Paise Eighty Seven Only | 161 | 182.12 | 88.55 |  |  |  | 1297.53 | 1297.53
56 | 18 mm. to 22 mm. thick, kota stone slab setting 20 mm thick (avg) cement mortar (1:4) in floor, stair & lobby including pointing in cement slurry with admixture of pigmentmatching the stone shade, including grinding& polishing as per direction of Engineer - in -charge to match with the existing work.[Slurry for bedding @ 4.4 kg/Sq.m andpointing @2.0 kg/Sq.m]Extra cost of labour for prefinished and premoulded Nosing to treads of steps, FIRST FLOOR | BI01010001010000000000000515BI0100001167 | 18 | SqM | 1160.61 |  |  | Excess(+) | 1 | Full Conversion | INR | [40 empty] | 20890.98 | 20890.98 | INR Twenty Thousand Eight Hundred & Ninety and Paise Ninety Eight Only | 165 | 186.65 | 2970 |  |  |  | 1312.88 | 1312.88
57 | Extra cost of labour for prefinished & premoulded nosing to trades of steps,railing,window sill etc of cota stone | BI01010001010000000000000515BI0100001168 | 68 | Rm | 253.39 |  |  | Excess(+) | 1 | Full Conversion | INR | [40 empty] | 17230.52 | 17230.52 | INR Seventeen Thousand Two Hundred & Thirty and Paise Fifty Two Only | 139 | 157.24 | 9452 |  |  |  | 286.63 | 286.63
58 | Extra cost of labour for grinding kota stone floor in trades & riser of steps | BI01010001010000000000000515BI0100001169 | 4.25 | Sqm | 236.42 |  |  | Excess(+) | 1 | Full Conversion | INR | [40 empty] | 1004.79 | 1004.79 | INR One Thousand &Four and Paise Seventy Nine Only | 143 | 161.76 | 607.75 |  |  |  | 267.44 | 267.44
59 | Supplying, fitting and fixing 18 mm. to 22mm. thick kota stone slab in wall, dado in 15mm thick [avg] cement mortar (1:3) including making suitable arrangement to hold thestone properly by brass / copper hooksincluding pointing in cement mortar (1:2) (1cement : 2 marble dust) with admixture ofpigments matching the stone shadeincluding grinding and polishing all completeas per direction of Engineer-in-charge including cost of materials, labour, scaffolding, staging, curing complete.[Using cement slurry for bedding @4.4 kg/Sq.m and for jointing @1.8 kg/Sq.m] Ground Floor | BI01010001010000000000000515BI0100001170 | 128 | SqM | 1303.14 |  |  | Excess(+) | 1 | Full Conversion | INR | [40 empty] | 166801.92 | 166801.92 | INR One Lakh Sixty Six Thousand Eight Hundred & One and Paise Ninety Two Only | 147 | 166.29 | 18816 |  |  |  | 1474.11 | 1474.11
60 | Supplying, fitting and fixing 18 mm. to 22mm. thick kota stone slab in wall, dado in 15mm thick [avg] cement mortar (1:3) including making suitable arrangement to hold thestone properly by brass / copper hooksincluding pointing in cement mortar (1:2) (1cement : 2 marble dust) with admixture ofpigments matching the stone shadeincluding grinding and polishing all completeas per direction of Engineer-in-charge including cost of materials, labour, scaffolding, staging, curing complete.[Using cement slurry for bedding @4.4 kg/Sq.m and for jointing @1.8 kg/Sq.m] FIRST FLOOR | BI01010001010000000000000515BI0100001171 | 134 | SqM | 1316.72 |  |  | Excess(+) | 1 | Full Conversion | INR | [40 empty] | 176440.48 | 176440.48 | INR One Lakh Seventy Six Thousand Four Hundred & Forty and Paise Forty Eight Only | 1415 | 1600.65 | 189610 |  |  |  | 1489.47 | 1489.47
61 | Supplying, fitting & fixing 1st quality Ceramic tiles in walls and floors to match with the existing work & 4 nos. of key stones (10mm) fixed with araldite at the back of each tile & finishing the joints with white cement mixed with colouring oxide if required to match the colour of tiles including roughening of concrete surface, if necessary or by synthetic adhesive & grout materials etc.(A) Floor With Sand Cement Mortar (1:4) 20 mm thick & 2 mm thick cement slurry at back side of tiles using cement @ 2.91 Kg/Sq.m & joint filling using white cement slurry @ 0.20kg/Sq.m (a) Area of each tile above 0.09 Sq.m (i) Other than Coloured decorative Ground Floor Wall tiles fixing | BI01010001010000000000000515BI0100001172 | 65 | SqM | 966.04 |  |  | Excess(+) | 1 | Full Conversion | INR | [40 empty] | 62792.6 | 62792.6 | INR Sixty Two Thousand Seven Hundred & Ninety Two and Paise Sixty Only | 983 | 1111.97 | 63895 |  |  |  | 1092.78 | 1092.78
62 | Supplying, fitting & fixing 1st quality Ceramic tiles in walls and floors to match with the existing work & 4 nos. of key stones (10mm) fixed with araldite at the back of each tile & finishing the joints with white cement mixed with colouring oxide if required to match the colour of tiles including roughening of concrete surface, if necessary or by synthetic adhesive & grout materials etc.(A) Floor With Sand Cement Mortar (1:3) 15 mm thick & 2 mm thick cement slurry at back side of tiles using cement @ 2.91 Kg/Sq.m & joint filling using white cement slurry @ 0.20kg/Sq.m (a) Area of each tile above 0.09 Sq.m (i) Other than Coloured decorative First Floor Wall tiles fixing | BI01010001010000000000000515BI0100001173 | 65 | SqM | 971.7 |  |  | Excess(+) | 1 | Full Conversion | INR | [40 empty] | 63160.5 | 63160.5 | INR Sixty Three Thousand One Hundred & Sixty and Paise Fifty Only | 659 | 745.46 | 42835 |  |  |  | 1099.19 | 1099.19
63 | Supplying, fitting & fixing 1st quality Ceramic tiles in walls and floors to match with the existing work & 4 nos. of key stones (10mm) fixed with araldite at the back of each tile & finishing the joints with white cement mixed with colouring oxide if required to match the colour of tiles including roughening of concrete surface, if necessary or by synthetic adhesive & grout materials etc.(B) Wall With Sand Cement Mortar (1:4) 20 mm thick & 2 mm thick cement slurry at back side of tiles using cement @ 2.91 Kg/Sq.m & joint filling using white cement slurry @ 0.20kg/Sq.m (a) Area of each tile above 0.09 Sq.m (i) Other than Coloured decorative Ground Floor Floor tiles fixing | BI01010001010000000000000515BI0100001174 | 20 | SqM | 1173.05 |  |  | Excess(+) | 1 | Full Conversion | INR | [40 empty] | 23461 | 23461 | INR Twenty Three Thousand Four Hundred & Sixty One Only | 14.95 | 16.91 | 299 |  |  |  | 1326.95 | 1326.95
64 | Supplying, fitting & fixing 1st quality Ceramic tiles in walls and floors to match with the existing work & 4 nos. of key stones (10mm) fixed with araldite at the back of each tile & finishing the joints with white cement mixed with colouring oxide if required to match the colour of tiles including roughening of concrete surface, if necessary or by synthetic adhesive & grout materials etc.(B) Wall With Sand Cement Mortar (1:4) 20 mm thick & 2 mm thick cement slurry at back side of tiles using cement @ 2.91 Kg/Sq.m & joint filling using white cement slurry @ 0.20kg/Sq.m (a) Area of each tile above 0.09 Sq.m (i) Other than Coloured decorative First Floor Floor tiles fixing | BI01010001010000000000000515BI0100001175 | 22 | SqM | 1178.71 |  |  | Excess(+) | 1 | Full Conversion | INR | [40 empty] | 25931.62 | 25931.62 | INR Twenty Five Thousand Nine Hundred & Thirty One and Paise Sixty Two Only | 15.66 | 17.71 | 344.52 |  |  |  | 1333.36 | 1333.36
65 | Wood work in door and window frame fitted and fixed in position complete including a protective coat of painting at the contact surface of the frame exluding cost of concrete, Iron Butt Hinges and M.S clamps. (The quantum should be correted upto three decimals). Sal : Sal Malaysian. Ground Floor | BI01010001010000000000000515BI0100001176 | 0.75 | CuM. | 86079.8 |  |  | Excess(+) | 1 | Full Conversion | INR | [40 empty] | 64559.85 | 64559.85 | INR Sixty Four Thousand Five Hundred & Fifty Nine and Paise Eighty Five Only | 30.8 | 34.84 | 23.1 |  |  |  | 97373.47 | 97373.47
66 | Wood work in door and window frame fitted and fixed in position complete including a protective coat of painting at the contact surface of the frame exluding cost of concrete, Iron Butt Hinges and M.S clamps. (The quantum should be correted upto three decimals). Sal : Sal Malaysian. First Floor | BI01010001010000000000000515BI0100001177 | 0.75 | CuM. | 86306.04 |  |  | Excess(+) | 1 | Full Conversion | INR | [40 empty] | 64729.53 | 64729.53 | INR Sixty Four Thousand Seven Hundred & Twenty Nine and Paise Fifty Three Only | 30.8 | 34.84 | 23.1 |  |  |  | 97629.39 | 97629.39
67 | Supplying solid flush type doors of commercial quality, the timber frame consisting of top and bottom rails and side styles of well seasoned timber 65mm wideeach and the entire frame fitted with 37.5mm wide battens places both ways in order to make the door of solid core and internal lipping with Garjan or similar wood veneerscomplete, including fitting, fixing shutters inposition but excluding the cost of hinges andother fittings in ground floor.(a) 35 mm thick shutters (single leaf) All Floor | BI01010001010000000000000515BI0100001178 | 10.5 | SqM | 3007.86 |  |  | Excess(+) | 1 | Full Conversion | INR | [40 empty] | 31582.53 | 31582.53 | INR Thirty One Thousand Five Hundred & Eighty Two and Paise Fifty Three Only | 48.5 | 54.86 | 509.25 |  |  |  | 3402.49 | 3402.49
68 | Supplying fitting and fixing in position approved P.V.C. door frame (Matt finish) made of extruded P.V.C. multichamber hollow section having dimensions 60mm x 50mm x 2mm (+/- 0.2mm), horizontal section will be joined with vertical section by galvanised steel screws after inserting two number steel brackets as reinforcement making suitable space for placing hinges, one steel tube 40mm x 20mm x 1.20 mm will be inserted on one full vertical side of the frame (hinge side) as reinforcement, the frame will then be fixed in the opening with the help of P.V.C. expandable fastner/wooden gutties and galvanised steel screws including cost of all materials and labour, hire charges of tools and appliances, carriage of all materials, taxes and all other incidental charges complete. | BI01010001010000000000000515BI0100001179 | 68 | Mtr. | 315.6 |  |  | Excess(+) | 1 | Full Conversion | INR | [40 empty] | 21460.8 | 21460.8 | INR Twenty One Thousand Four Hundred & Sixty and Paise Eighty Only | 62 | 70.13 | 4216 |  |  |  | 357.01 | 357.01
69 | Supplying fitting and fixing P.V.C. door shutter of approved quality & shade in position, the style & rail of the P.V.C. door shutter will be made of rigid P.V.C. multicavity hollow chamber of suitable size and section with 2.0 mm (+/-0.2 mm) wall thickness, the section will have 2nos. built in beads, horizontal & vertical section shall be fixed to each other by self tapping screws and 2 nos. of solid plastic or M.S. tubular galvanised brackets of length 200mmx80mm and other100mmx100mm both 1.20 mm in each corner of the shutter frame for placing hinges. Polymer based multicavity hollow section of 105 mm x37mm with 2.0 mm (+/- 0.2 mm) wall thickness will be fitted in the middle as lock rail reinforced by solid polymer bar of 200 mm long at both ends abd screws from both sides. The section frame will then be fitted in by PVC panels of size 100 mmx20 mm with wall thickness of 1.2 mm (+/- 0.2 mm) and 2 nos. of 6 mm dia and screws from both sides 6mm dia bright rod will be inserted horizontally with both side check and nut system and stretches where fixing of hinges / hasp bolt / tower bolt / door ring are required to be strong enough to with stand wear and tear. The rate is inclusive of cost of all materials, labour, and hire of tools and plants and appliencies. Carriage of all materials taxes and all other incidental charges complete.The rate is exclusive of cost of hinges, hasp bolt, tower bolt,door ring etc. In ground floor. Ground Floor. | BI01010001010000000000000515BI0100001180 | 10.8 | SqM | 2587.05 |  |  | Excess(+) | 1 | Full Conversion | INR | [40 empty] | 27940.14 | 27940.14 | INR Twenty Seven Thousand Nine Hundred & Forty and Paise Fourteen Only | 62 | 70.13 | 669.6 |  |  |  | 2926.47 | 2926.47
70 | Supplying fitting and fixing P.V.C. door shutter of approved quality & shade in position, the style & rail of the P.V.C. door shutter will be made of rigid P.V.C. multicavity hollow chamber of suitable size and section with 2.0 mm (+/-0.2 mm) wall thickness, the section will have 2nos. built in beads, horizontal & vertical section shall be fixed to each other by self tapping screws and 2 nos. of solid plastic or M.S. tubular galvanised brackets of length 200mmx80mm and other100mmx100mm both 1.20 mm in each corner of the shutter frame for placing hinges. Polymer based multicavity hollow section of 105 mm x37mm with 2.0 mm (+/- 0.2 mm) wall thickness will be fitted in the middle as lock rail reinforced by solid polymer bar of 200 mm long at both ends abd screws from both sides. The section frame will then be fitted in by PVC panels of size 100 mmx20 mm with wall thickness of 1.2 mm (+/- 0.2 mm) and 2 nos. of 6 mm dia and screws from both sides 6mm dia bright rod will be inserted horizontally with both side check and nut system and stretches where fixing of hinges / hasp bolt / tower bolt / door ring are required to be strong enough to with stand wear and tear. The rate is inclusive of cost of all materials, labour, and hire of tools and plants and appliencies. Carriage of all materials taxes and all other incidental charges complete.The rate is exclusive of cost of hinges, hasp bolt, tower bolt,door ring etc. First Floor Floor | BI01010001010000000000000515BI0100001181 | 10.85 | SqM | 2602.89 |  |  | Excess(+) | 1 | Full Conversion | INR | [40 empty] | 28241.36 | 28241.36 | INR Twenty Eight Thousand Two Hundred & Forty One and Paise Thirty Six Only | 62 | 70.13 | 672.7 |  |  |  | 2944.39 | 2944.39
71 | Supplying, fitting and fixing windows and ventilators with or without integrated grills conforming to IS 1038-1975 and manufactured from rolled steel sections conforming to IS 7452-1974 with non-friction projecting type, box type hinges, glazing clips, lugs locking bracket, handle plate etc,including hoisting in position, straightening if required, fixing lugs in cement concrete (1:2:4) with stone chips 20 mm down cutting holes and mending good damages to match with existing surface complete in all respect excluding glazing. In Ground floor Flash butt welded windows and ventilators (No shop priming will be allowed to facilitate Openable steel windows as per IS sizes with side hung shutters and horizotal glazing bars with/without fixed type ventilators.[The extra rate admissible for the openable portion only] Ground Floor | BI01010001010000000000000515BI0100001182 | 13.85 | SqM | 2487.51 |  |  | Excess(+) | 1 | Full Conversion | INR | [40 empty] | 34452.01 | 34452.01 | INR Thirty Four Thousand Four Hundred & Fifty Two and Paise One Only | 62 | 70.13 | 858.7 |  |  |  | 2813.87 | 2813.87
72 | Supplying, fitting and fixing windows and ventilators with or without integrated grills conforming to IS 1038-1975 and manufactured from rolled steel sections conforming to IS 7452-1974 with non-friction projecting type, box type hinges, glazing clips, lugs locking bracket, handle plate etc,including hoisting in position, straightening if required, fixing lugs in cement concrete (1:2:4) with stone chips 20 mm down cutting holes and mending good damages to match with existing surface complete in all respect excluding glazing. In Ground floor Flash butt welded windows and ventilators (No shop priming will be allowed to facilitate Openable steel windows as per IS sizes with side hung shutters and horizotal glazing bars with/without fixed type ventilators.[The extra rate admissible for the openable portion only] First Floor | BI01010001010000000000000515BI0100001183 | 12.85 | SqM | 2517.36 |  |  | Excess(+) | 1 | Full Conversion | INR | [40 empty] | 32348.08 | 32348.08 | INR Thirty Two Thousand Three Hundred & Forty Eight and Paise Eight Only | 70 | 79.18 | 899.5 |  |  |  | 2847.64 | 2847.64
73 | Supplying best Indian sheet glass panes set in putty and fitted and fixed with nails and putty complete. (In all floors for internal wall & upto 6 m height for external wall) ii) 4 mm thick | BI01010001010000000000000515BI0100001184 | 30 | SqM | 606.32 |  |  | Excess(+) | 1 | Full Conversion | INR | [40 empty] | 18189.6 | 18189.6 | INR Eighteen Thousand One Hundred & Eighty Nine and Paise Sixty Only | 70 | 79.18 | 2100 |  |  |  | 685.87 | 685.87
74 | Extra for fixing glass panes in steel window | BI01010001010000000000000515BI0100001185 | 32 | SqM | 75.79 |  |  | Excess(+) | 1 | Full Conversion | INR | [40 empty] | 2425.28 | 2425.28 | INR Two Thousand Four Hundred & Twenty Five and Paise Twenty Eight Only | 32.11 | 36.32 | 1027.52 |  |  |  | 85.73 | 85.73
75 | v)Two point nose aluminium handle including fitting and fixing. | BI01010001010000000000000515BI0100001186 | 35.85 | Each | 66.74 |  |  | Excess(+) | 1 | Full Conversion | INR | [40 empty] | 2392.63 | 2392.63 | INR Two Thousand Three Hundred & Ninety Two and Paise Sixty Three Only | 32.82 | 37.13 | 1176.6 |  |  |  | 75.5 | 75.5
76 | vi)steel peg stay 300 mm long including fitting and fixing. | BI01010001010000000000000515BI0100001187 | 51 | Each | 39.59 |  |  | Excess(+) | 1 | Full Conversion | INR | [40 empty] | 2019.09 | 2019.09 | INR Two Thousand &Nineteen and Paise Nine Only | 33.53 | 37.93 | 1710.03 |  |  |  | 44.78 | 44.78
77 | a) M.S.or W.I. Ornamental grill of approved design joints continuously welded with M.S,W.I. Flats and bars of windows, railing etc. fitted and fixed with necessary screws and lugs in ground floor.(i) Grill weighing above 16 Kg./sq. mtr. Ground Floor | BI01010001010000000000000515BI0100001188 | 4.85 | Qntl | 10968.12 |  |  | Excess(+) | 1 | Full Conversion | INR | [40 empty] | 53195.38 | 53195.38 | INR Fifty Three Thousand One Hundred & Ninety Five and Paise Thirty Eight Only | 34.24 | 38.73 | 166.06 |  |  |  | 12407.14 | 12407.14
78 | a) M.S.or W.I. Ornamental grill of approved design joints continuously welded with M.S,W.I. Flats and bars of windows, railing etc. fitted and fixed with necessary screws and lugs in ground floor.(i) Grill weighing above 16 Kg./sq. mtr. First Floor | BI01010001010000000000000515BI0100001189 | 9.5 | Qntl | 11077.8 |  |  | Excess(+) | 1 | Full Conversion | INR | [40 empty] | 105239.1 | 105239.1 | INR One Lakh Five Thousand Two Hundred & Thirty Nine and Paise Ten Only | 67 | 75.79 | 636.5 |  |  |  | 12531.21 | 12531.21
79 | Collapsible gate with 40mm x 40mm x 6mm Tee as top and bottom guide rail, 20mm x 10mm x 2mm vertical channels 100mm apart in fully stretched position 20mm x 5mm M.S. flats as collapsible bracings properly rivetted and washered including 38mm steel rollers including locking arrangements, fitted and fixed in position with lugs set in cement concrete and including cutting necessary holes, chasing etc. in walls, floors etc. and making good damages complete. Collapsible GATE | BI01010001010000000000000515BI0100001190 | 9.2 | sqm | 4898.1 |  |  | Excess(+) | 1 | Full Conversion | INR | [40 empty] | 45062.52 | 45062.52 | INR Forty Five Thousand &Sixty Two and Paise Fifty Two Only | 67.71 | 76.59 | 622.93 |  |  |  | 5540.73 | 5540.73
80 | Supplying,fitting and Fixing MS Clamps for Door and Window frame made of Flat bend Bar , end bifurcated with necessary screws etc by cement concrete (1:2:4) as per direction.(Cost of Concrete will be paid Seperately) 40mm x 6mm ,250 mm length | BI01010001010000000000000515BI0100001191 | 9.5 | Each | 32.8 |  |  | Excess(+) | 1 | Full Conversion | INR | [40 empty] | 311.6 | 311.6 | INR Three Hundred & Eleven and Paise Sixty Only | 69.84 | 79 | 663.48 |  |  |  | 37.1 | 37.1
81 | Iron butt hinges of approved quality fitted and fixed with steel screws, with ISI mark 100mm X 50mm X 1.25mm | BI01010001010000000000000515BI0100001192 | 9.45 | Each | 48.64 |  |  | Excess(+) | 1 | Full Conversion | INR | [40 empty] | 459.65 | 459.65 | INR Four Hundred & Fifty Nine and Paise Sixty Five Only | 49 | 55.43 | 463.05 |  |  |  | 55.02 | 55.02
82 | i) Iron hasp bolt of approved quality fitted and fixed complete (oxidised) with 16mm dia rod with centre bolt and round fitting.250mm long | BI01010001010000000000000515BI0100001193 | 4 | Each | 179.86 |  |  | Excess(+) | 1 | Full Conversion | INR | [40 empty] | 719.44 | 719.44 | INR Seven Hundred & Nineteen and Paise Forty Four Only | 29 | 32.8 | 116 |  |  |  | 203.46 | 203.46
83 | (ii) Anodised aluminium floor door stopper | BI01010001010000000000000515BI0100001194 | 6 | Each | 79.18 |  |  | Excess(+) | 1 | Full Conversion | INR | [40 empty] | 475.08 | 475.08 | INR Four Hundred & Seventy Five and Paise Eight Only | 79 | 89.36 | 474 |  |  |  | 89.57 | 89.57
84 | Godrej Hydraulic door closer fitted and fixed complete.Medium Type | BI01010001010000000000000515BI0100001195 | 4 | Each | 1883.45 |  |  | Excess(+) | 1 | Full Conversion | INR | [40 empty] | 7533.8 | 7533.8 | INR Seven Thousand Five Hundred & Thirty Three and Paise Eighty Only | 360 | 407.23 | 1440 |  |  |  | 2130.56 | 2130.56
85 | Anodised aluminium barrel / tower /socket bolt (full covered) of approved manufractured from extructed section conforming to I.S. 204/74 fitted with cadmium plated screws. 300 mm long X 10mm dia bolt. | BI01010001010000000000000515BI0100001196 | 21 | Each | 111.99 |  |  | Excess(+) | 1 | Full Conversion | INR | [40 empty] | 2351.79 | 2351.79 | INR Two Thousand Three Hundred & Fifty One and Paise Seventy Nine Only | 1672 | 1891.37 | 35112 |  |  |  | 126.68 | 126.68
86 | Anodised aliminium D-type handle of approved quality manufactured from extruded section conforming to I.S. specification (I.S. 230/72) fitted and fixed complete:(a) With continuous plate base (Hexagonal / Round rod)(v) 125 mm grip x 12 mm dia rod. | BI01010001010000000000000515BI0100001197 | 41 | Each | 116.51 |  |  | Excess(+) | 1 | Full Conversion | INR | [40 empty] | 4776.91 | 4776.91 | INR Four Thousand Seven Hundred & Seventy Six and Paise Ninety One Only | 302.47 | 342.15 | 12401.27 |  |  |  | 131.8 | 131.8
87 | (a) Applying 2 coats of bonding agent with synthetic multifunctional rubber emulsion having adhesive and water proofing properties by mixing with water in proportion (1 bonding agent : 4 water : 6 cement) as per Manufacturer's specification. For Water Proofing at roof | BI01010001010000000000000515BI0100001198 | 160 | Sqm | 99.55 |  |  | Excess(+) | 1 | Full Conversion | INR | [40 empty] | 15928 | 15928 | INR Fifteen Thousand Nine Hundred & Twenty Eight Only | 307.01 | 347.29 | 49121.6 |  |  |  | 112.61 | 112.61
88 | Ordinary Cement concrete (mix 1:1.5:3) with graded stone chips (10 mm nominal size) excluding shuttering and reinforcement if any, in ground floor as per relevant IS codes. (i) Pakur Variety (i) for roof treatment | BI01010001010000000000000515BI0100001199 | 20.8 | CuM. | 6767.97 |  |  | Excess(+) | 1 | Full Conversion | INR | [40 empty] | 140773.78 | 140773.78 | INR One Lakh Forty Thousand Seven Hundred & Seventy Three and Paise Seventy Eight Only | 1015 | 1148.17 | 21112 |  |  |  | 7655.93 | 7655.93
89 | Supplying dividing strip fitted and fixed with cement mortar (1:3) in mosaic or patent stone floor, dado etc. complete as per direction of the Engineer-in-charge. i) Glass - 3mm. Thick (b) 25 mm. wide strip | BI01010001010000000000000515BI0100001200 | 130 | Mtr. | 20.36 |  |  | Excess(+) | 1 | Full Conversion | INR | [40 empty] | 2646.8 | 2646.8 | INR Two Thousand Six Hundred & Forty Six and Paise Eighty Only | 1027 | 1161.74 | 133510 |  |  |  | 23.03 | 23.03
90 | Pre-Constructional Anti-termite measures: (a) Anti termite treatment to bottom surface ( in case of masonry foundation and basements) and the sides(upto a height of 300 mm. from bottom) of the excavation trenches with chemical emulsion by admixing chloropyrofos emulsifiable concentrates (1% concentration) with water by weight at the rate of 5 Litres per sq. m. area. The work shall be carried out as per specification described in 6.2.1. of code IS- 6313 (part -II) 1981. (Mode of measurment will be the plan area of foundation treated.) | BI01010001010000000000000515BI0100001201 | 161 | Sqmt | 105.2 |  |  | Excess(+) | 1 | Full Conversion | INR | [40 empty] | 16937.2 | 16937.2 | INR Sixteen Thousand Nine Hundred & Thirty Seven and Paise Twenty Only | 209 | 236.42 | 33649 |  |  |  | 119 | 119
91 | Supplying 7 ply galvanised strand wire 19 gauge fitted and fixed complete with necessary eyes, hooks and straining bolts (excluding the cost of straining bolts.) | BI01010001010000000000000515BI0100001202 | 5 | Mtr. | 38.46 |  |  | Excess(+) | 1 | Full Conversion | INR | [40 empty] | 192.3 | 192.3 | INR One Hundred & Ninety Two and Paise Thirty Only | 1142 | 1291.83 | 5710 |  |  |  | 43.51 | 43.51
92 | Construction of granular sub-base by providing graded material, mixing in Wet Mix Plant at OMC, carriage of mixed material to work site, spreading in uniform layers with Motor grader on prepared surface in proper grade and camber, compacting with vibratory power roller to achieve the desired density, including lighting, guarding, barricading, including cost of all materials, machinery, tools and plants and cost of quality control complete as per Clause 401 of Specifications for Road & Bridge Works of MoRT&H (5th Revision).(i) Grading – II | BI01010001010000000000000515BI0100001203 | 43.75 | Cum | 2168.11 |  |  | Excess(+) | 1 | Full Conversion | INR | [40 empty] | 94854.81 | 94854.81 | INR Ninety Four Thousand Eight Hundred & Fifty Four and Paise Eighty One Only | 1178 | 1332.55 | 51537.5 |  |  |  | 2452.57 | 2452.57
93 | Providing, laying, spreading and compacting stone aggregates of specific sizes to water bound macadam specification including spreading in uniform thickness, hand packing, rolling with vibratory roller 8-10 tonnes in stages to proper grade and camber, applying and brooming requisite type of screening / binding materials to fill up the interstices of coarse aggregate, watering including lighting, guarding, barricading and making necessary earthen bundh of one metre width on each side and preparing the bed by necessary cutting or filling, including cost of all materials and hire and labour charges of all men and machinery and compacting to the required density, as per Clause 404 of Specifications for Road & Bridge Works of MoRT&H (5th Revision)(iii) Grading-II Aggregate (53 mm to 22.4 mm) Using Stone Screening Type B (11.2 mm)A. Mechanical MeansAdd cost at site of 1.21 m³ of Grading-2 Aggregates & 0.24 m³ Stone Screening Type-B to arrive at the complete rate | BI01010001010000000000000515BI0100001204 | 64.75 | Cum | 2850.84 |  |  | Excess(+) | 1 | Full Conversion | INR | [40 empty] | 184591.89 | 184591.89 | INR One Lakh Eighty Four Thousand Five Hundred & Ninety One and Paise Eighty Nine Only | 906 | 1024.87 | 58663.5 |  |  |  | 3224.87 | 3224.87
94 | Supplying & laying interlocking designer paver block of any shade and of approved quality as per IS: 1237-1980 laid in pattern as directed in pavement, footpath, driveway, etc including necessary underlay complete in all respect with all labour and material.[Border concrete if necessary to be paid separately].80 mm thick interlocking designer concrete paver block M-40 grade for medium-traffic zone & utility cuts on arterial roads etc. as per IS: 15658-2006 (over 20-40 mm medium sand bed on 250mm thk WBM/ WMM base course & 250 mm thk bound gnaular/ granular sub-base course & filling the interstices of blocks with fine sand by brooming & subsequent watering complete, including cost of sand but excluding cost of base, subbase course & subgrade preparation) complete as per direction of Engineer-in-Charge. [Note: Subgrade CBR shouldnot be less than 5] (Colour Decorative) | BI01010001010000000000000515BI0100001205 | 175 | Sqmt | 1950.19 |  |  | Excess(+) | 1 | Full Conversion | INR | [40 empty] | 341283.25 | 341283.25 | INR Three Lakh Forty One Thousand Two Hundred & Eighty Three and Paise Twenty Five Only | 942 | 1065.59 | 164850 |  |  |  | 2206.05 | 2206.05
95 | Construction of cement concrete kerb with top and bottom width 115 and 165 mm respectively, 250 mm high in M 20 grade PCC on M-10 grade foundation 150 mm thick, foundation having 50 mm projection beyond kerb stone, kerb stone laid with kerb laying machine, foundation concrete laid manually, all complete as per clause 409 of Specifications for Road & Bridge Works of MoRT&H (5th Revision). (The rate is inclusive of cost of all materials, labour, hire and usage charges of machinery and all incidental charges in this connection.) A) Using Concrete Mixer | BI01010001010000000000000515BI0100001206 | 240 | M | 309.95 |  |  | Excess(+) | 1 | Full Conversion | INR | [40 empty] | 74388 | 74388 | INR Seventy Four Thousand Three Hundred & Eighty Eight Only | 713 | 806.55 | 171120 |  |  |  | 350.62 | 350.62
96 | Supplying & laying interlocking designer paver block of any shade and of approved quality as per IS: 1237-1980 laid in pattern as directed in pavement, footpath, driveway, etc including necessary underlay complete in all respect with all labour and material. [Border concrete if necessary to be paid separately]c) 60 mm thick interlocking designer concrete paver block M-35 grade for light-traffic zone, commercial & office complex, tourist resort as per IS: 15658-2006 (over 20-40 mm medium sand bed on 250mm thk WBM/ WMM base course & 250 mm thk bound gnaular /granular sub-base course & filling the interstices of blocks with fine sand by brooming & subsequent watering complete, including cost of sand but excluding cost of base, sub-base course & subgrade preparation) complete as per direction of Engineer-in-Charge. (i) Grey. | BI01010001010000000000000515BI0100001207 | 105 | Sqmt | 1523.73 |  |  | Excess(+) | 1 | Full Conversion | INR | [40 empty] | 159991.65 | 159991.65 | INR One Lakh Fifty Nine Thousand Nine Hundred & Ninety One and Paise Sixty Five Only | 749 | 847.27 | 78645 |  |  |  | 1723.64 | 1723.64
97 | Filling in foundation or plinth by SILVER sand in layers not exceeding 150 mm as directed and consoliding the same by through saturation with water ramming complete including the cost of supply of sand (payment to be made on measurment of finished quantit | BI01010001010000000000000515BI0100001208 | 8 | Cum | 741.74 |  |  | Excess(+) | 1 | Full Conversion | INR | [40 empty] | 5933.92 | 5933.92 | INR Five Thousand Nine Hundred & Thirty Three and Paise Ninety Two Only | 2306 | 2608.55 | 18448 |  |  |  | 839.06 | 839.06
98 | Single Brick Flat Soling of picked jhama bricks including ramming and dressing bed to proper level and filling joints with local sand. | BI01010001010000000000000515BI0100001209 | 80 | Sqmt | 369.9 |  |  | Excess(+) | 1 | Full Conversion | INR | [40 empty] | 29592 | 29592 | INR Twenty Nine Thousand Five Hundred & Ninety Two Only | 2318 | 2622.12 | 185440 |  |  |  | 418.43 | 418.43
99 | Cement concrete with graded jhama khoa (30 mm size) excluding shuttering In ground floor and foundation. (a) 1:3:6 proportion | BI01010001010000000000000515BI0100001210 | 8 | Cum | 4926.38 |  |  | Excess(+) | 1 | Full Conversion | INR | [40 empty] | 39411.04 | 39411.04 | INR Thirty Nine Thousand Four Hundred & Eleven and Paise Four Only | 812 | 918.53 | 6496 |  |  |  | 5572.72 | 5572.72
100 | Ordinary Cement concrete (mix 1:1.5:3) with graded stone chips (20 mm nominal size) excluding shuttering and reinforcement if any, in ground floor as per relevant IS codes. | BI01010001010000000000000515BI0100001211 | 5.4 | Cum | 6536.58 |  |  | Excess(+) | 1 | Full Conversion | INR | [40 empty] | 35297.53 | 35297.53 | INR Thirty Five Thousand Two Hundred & Ninety Seven and Paise Fifty Three Only | 1171 | 1324.64 | 6323.4 |  |  |  | 7394.18 | 7394.18
101 | Labour for boring tube well of required dia. by water jet system through any type of soil strata including hire and labour charges for boring pipes, scaffolding, tools and plants as necessary and taking out them and lowering pipes, strainers, blind pipe etc. and fitting and fixing the same complete including bucket washing and other incidental works in the connection. The tube well should have a minimum 50 mm gap in between the outside of the tubewell pipe and the bore. (e) For depth upto 150 metre for 80 mm dia. tube well with top enlargement of 150 mm dia. (i) 150 mm dia. boring etc. for top enlargement (A)-(V) Tube well item no - 1e(ii) | BI01010001010000000000000515BI0100001212 | 50 | mtr | 774.87 |  |  | Excess(+) | 1 | Full Conversion | INR | [40 empty] | 38743.5 | 38743.5 | INR Thirty Eight Thousand Seven Hundred & Forty Three and Paise Fifty Only | 2279.12 | 2578.14 | 113956 |  |  |  | 876.53 | 876.53
102 | Labour for boring tube well of required dia. by water jet system through any type of soil strata including hire and labour charges for boring pipes, scaffolding, tools and plants as necessary and taking out them and lowering pipes, strainers, blind pipe etc. and fitting and fixing the same complete including bucket washing and other incidental works in the connection. The tube well should have a minimum 50 mm gap in between the outside of the tubewell pipe and the bore. (e) For depth upto 150 metre for 80 mm dia. tube well with top enlargement of 150 mm dia. (ii) 80 mm dia. boring etc. for bottom enlargement of the well (A)-(V) Tube well item no - 1e(i) | BI01010001010000000000000515BI0100001213 | 80 | mtr | 324.65 |  |  | Excess(+) | 1 | Full Conversion | INR | [40 empty] | 25972 | 25972 | INR Twenty Five Thousand Nine Hundred & Seventy Two Only | 1508 | 1705.85 | 120640 |  |  |  | 367.24 | 367.24
103 | Supplying, fitting and fixing PVC pipes for under ground work of approved makeof (medium duty) conforming to ASTMD - 1785 and threaded to match with GI Pipes as per IS : 1239 (Part - I). with all necessary accessories, specials viz. socket, bend, tee, union, cross, elbo, nipple, longscrew, reducing socket, reducing tee, short piece etc. fitted with holder bats clamps, including cutting pipes, making threads,fitting, fixing etc. complete in all respect including cost of all necessary fittings as required,jointing materials and including cost of all necessary fittings as required,jointing materials and two coats of painting with approved paint in any position above ground. (Payment will be made on the centre line measurements of total pipe line including all specials. No separate payment will be made for accesories, specials. Payment for painting will be made seperate. PVC Pipes Dia Supplying, fitting and fixing PVC pipes for under ground work of approved makeof (medium duty) conforming to ASTMD - 1785 and threaded to match with GI Pipes as per IS : 1239 (Part - I). with all necessary accessories, specials viz. socket, bend, tee, union, cross, elbo, nipple, longscrew, reducing socket, reducing tee, short piece etc. fitted with holder bats clamps, including cutting pipes, making threads,fitting, fixing etc. complete in all respect including cost of all necessary fittings as required,jointing materials and including cost of all necessary fittings as required,jointing materials and two coats of painting with approved paint in any position above ground. (Payment will be made on the centre line measurements of total pipe line including all specials. No separate payment will be made for accesories, specials. Payment for painting will be made seperate. PVC Pipes Dia150 mm | BI01010001010000000000000515BI0100001214 | 50 | mtr | 2076.88 |  |  | Excess(+) | 1 | Full Conversion | INR | [40 empty] | 103844 | 103844 | INR One Lakh Three Thousand Eight Hundred & Forty Four Only | 1526.1 | 1726.32 | 76305 |  |  |  | 2349.37 | 2349.37
104 | Supplying, fitting and fixing PVC pipes for under ground work of approved makeof (medium duty) conforming to ASTMD - 1785 and threaded to match with GI Pipes as per IS : 1239 (Part - I). with all necessary accessories, specials viz. socket, bend, tee, union, cross, elbo, nipple, longscrew, reducing socket, reducing tee, short piece etc. fitted with holder bats clamps, including cutting pipes, making threads,fitting, fixing etc. complete in all respect including cost of all necessary fittings as required,jointing materials and including cost of all necessary fittings as required,jointing materials and two coats of painting with approved paint in any position above ground. (Payment will be made on the centre line measurements of total pipe line including all specials. No separate payment will be made for accesories, specials. Payment for painting will be made seperate. PVC Pipes Dia80 mm | BI01010001010000000000000515BI0100001215 | 50 | mtr | 899.3 |  |  | Excess(+) | 1 | Full Conversion | INR | [40 empty] | 44965 | 44965 | INR Forty Four Thousand Nine Hundred & Sixty Five Only | 1544.41 | 1747.04 | 77220.5 |  |  |  | 1017.29 | 1017.29
105 | Supplying, fitting and fixing PVC pipes for under ground work of approved makeof (medium duty) conforming to ASTMD - 1785 and threaded to match with GI Pipes as per IS : 1239 (Part - I). with all necessary accessories, specials viz. socket, bend, tee, union, cross, elbo, nipple, longscrew, reducing socket, reducing tee, short piece etc. fitted with holder bats clamps, including cutting pipes, making threads,fitting, fixing etc. complete in all respect including cost of all necessary fittings as required,jointing materials and including cost of all necessary fittings as required,jointing materials and two coats of painting with approved paint in any position above ground. (Payment will be made on the centre line measurements of total pipe line including all specials. No separate payment will be made for accesories, specials. Payment for painting will be made seperate. PVC Pipes Dia50 mm | BI01010001010000000000000515BI0100001216 | 50 | mtr | 455.87 |  |  | Excess(+) | 1 | Full Conversion | INR | [40 empty] | 22793.5 | 22793.5 | INR Twenty Two Thousand Seven Hundred & Ninety Three and Paise Fifty Only | 1562.94 | 1768 | 78147 |  |  |  | 515.68 | 515.68
106 | Supplying PVC strainer of approved make with adapter conforming to I.S.12818specifications (iii) 80 mm dia. | BI01010001010000000000000515BI0100001217 | 30 | mtr | 556.55 |  |  | Excess(+) | 1 | Full Conversion | INR | [40 empty] | 16696.5 | 16696.5 | INR Sixteen Thousand Six Hundred & Ninety Six and Paise Fifty Only | 59 | 66.74 | 1770 |  |  |  | 629.57 | 629.57
107 | Washing and developing tube well with air compressor pump and engine for 8 (eight) hours continuous pumping per day with necessary arrangements for testing the yield in gallons per hour with 'V' notch including hire and labour charges for all tools and plants and scaffolding as required. (A)-(V) Tube well item no - 20 | BI01010001010000000000000515BI0100001218 | 2 | day | 8526.99 |  |  | Excess(+) | 1 | Full Conversion | INR | [40 empty] | 17053.98 | 17053.98 | INR Seventeen Thousand &Fifty Three and Paise Ninety Eight Only | 35 | 39.59 | 70 |  |  |  | 9645.73 | 9645.73
108 | Labour for making arrangement for showing verticality test including the cost for hire charges of tools and plants, scafolding, labour etc. all complete. (A)-(V) Tube well item no - 22 | BI01010001010000000000000515BI0100001219 | 1 | LS | 1036.18 |  |  | Excess(+) | 1 | Full Conversion | INR | [40 empty] | 1036.18 | 1036.18 | INR One Thousand &Thirty Six and Paise Eighteen Only | 59 | 66.74 | 59 |  |  |  | 1172.13 | 1172.13
109 | Packing the annular space between the outside of the tube well pipes & strainers and the bore with pea size washed gravel of approved quality having size from 2 mm to 5 mm or the size approved by the Engineer-in-charge including cost of all materials labour and equipment complete. Note: Initial 6 m. of Annular space between the housing pipe and the bore should not be shrouded with Pea size gravel to avoid contamination with surface water. (A)-(V) Tube well item no - 24 | BI01010001010000000000000515BI0100001220 | 3 | Cu. m | 2295.2 |  |  | Excess(+) | 1 | Full Conversion | INR | [40 empty] | 6885.6 | 6885.6 | INR Six Thousand Eight Hundred & Eighty Five and Paise Sixty Only | 157 | 177.6 | 471 |  |  |  | 2596.33 | 2596.33
110 | Packing annular space between the outside of the housing pipe and the bore with puddled clay balls of approved size as per direction of the Engineer-in-charge with cost of all materials and labour complete. (A)-(V) Tube well item no - 25 | BI01010001010000000000000515BI0100001221 | 3 | Cu. m | 471.71 |  |  | Excess(+) | 1 | Full Conversion | INR | [40 empty] | 1415.13 | 1415.13 | INR One Thousand Four Hundred & Fifteen and Paise Thirteen Only | 222 | 251.13 | 666 |  |  |  | 533.6 | 533.6
111 | Collecting sample of water for bacteriological test & chemical test from any depth at any time during execution of work including hire & labour charge for tools & plants & sterilising the equipments, paying all charges & fees, testing etc. complete in all respect as per direction. (A)-(V) Tube well item no - 23 | BI01010001010000000000000515BI0100001222 | 1 | L.S | 1392.51 |  |  | Excess(+) | 1 | Full Conversion | INR | [40 empty] | 1392.51 | 1392.51 | INR One Thousand Three Hundred & Ninety Two and Paise Fifty One Only | 154 | 174.2 | 154 |  |  |  | 1575.21 | 1575.21
112 | Supplying, fitting and fixing including supplying of suitable jointing compound for fixing in position, threading, if necessary etc. all complete.a) 75 mm dia Steel cutter piece upto 450 mm long with socket. | BI01010001010000000000000515BI0100001223 | 1 | each | 455.87 |  |  | Excess(+) | 1 | Full Conversion | INR | [40 empty] | 455.87 | 455.87 | INR Four Hundred & Fifty Five and Paise Eighty Seven Only | 42 | 47.51 | 42 |  |  |  | 515.68 | 515.68
113 | Supplying, fitting and fixing heavy type bell mouth reducing socket. (ii) 75 mm X 150 mm | BI01010001010000000000000515BI0100001224 | 1 | each | 696.82 |  |  | Excess(+) | 1 | Full Conversion | INR | [40 empty] | 696.82 | 696.82 | INR Six Hundred & Ninety Six and Paise Eighty Two Only | 263 | 297.51 | 263 |  |  |  | 788.24 | 788.24
114 | c) 150 mm dia G.I. cap at top fixed in position. | BI01010001010000000000000515BI0100001225 | 1 | each | 568.99 |  |  | Excess(+) | 1 | Full Conversion | INR | [40 empty] | 568.99 | 568.99 | INR Five Hundred & Sixty Eight and Paise Ninety Nine Only | 183 | 207.01 | 183 |  |  |  | 643.64 | 643.64
115 | Supplying, fitting and fixing plug of approved make conforming to I.S. specifications. 756 MM | BI01010001010000000000000515BI0100001226 | 4 | each | 147.06 |  |  | Excess(+) | 1 | Full Conversion | INR | [40 empty] | 588.24 | 588.24 | INR Five Hundred & Eighty Eight and Paise Twenty Four Only | 658 | 744.33 | 2632 |  |  |  | 166.35 | 166.35
116 | Supply of G.I. reducing tee of approved brand and make 50 mm X 40 mm | BI01010001010000000000000515BI0100001227 | 2 | each | 235.29 |  |  | Excess(+) | 1 | Full Conversion | INR | [40 empty] | 470.58 | 470.58 | INR Four Hundred & Seventy and Paise Fifty Eight Only | 263 | 297.51 | 526 |  |  |  | 266.16 | 266.16
117 | SANITARY WORKS Supplying, fitting and fixing PVC pipes of approved makeof (medium duty) conforming to ASTMD - 1785 and threaded to match with GI Pipes as per IS : 1239 (Part - I). with all necessary accessories, specials viz. socket, bend, tee, union, cross, elbo, nipple, longscrew, reducing socket, reducing tee, short piece etc. fitted with holder bats clamps, including cutting pipes, making threads,fitting, fixing etc. complete in all respect including cost of all necessary fittings as required,jointing materials and two coats of painting with approved paint in any position above ground. (Payment will be made on the centre line measurements of total pipe line including all specials. No separate payment will be made for accesories, specials. Payment for painting will be made seperately) Supreem made (a) For Exposed Work -- PVC Pipes (Dia) 65 mm(Main Riser) | BI01010001010000000000000515BI0100001228 | 62 | Mtr. | 677.59 |  |  | Excess(+) | 1 | Full Conversion | INR | [40 empty] | 42010.58 | 42010.58 | INR Forty Two Thousand &Ten and Paise Fifty Eight Only | 2464 | 2787.28 | 152768 |  |  |  | 766.49 | 766.49
118 | Supplying, fitting and fixing PVC pipes of approved makeof (medium duty) conforming to ASTMD - 1785 and threaded to match with GI Pipes as per IS : 1239 (Part - I). with all necessary accessories, specials viz. socket, bend, tee, union, cross, elbo, nipple, longscrew, reducing socket, reducing tee, short piece etc. fitted with holder bats clamps, including cutting pipes, making threads,fitting, fixing etc. complete in all respect including cost of all necessary fittings as required,jointing materials and two coats of painting with approved paint in any position above ground. (Payment will be made on the centre line measurements of total pipe line including all specials. No separate payment will be made for accesories, specials. Payment for painting will be made seperately) Supreem made (a) For Exposed Work -- PVC Pipes (Dia) 50 mm(Main Riser) | BI01010001010000000000000515BI0100001229 | 203 | Mtr. | 434.38 |  |  | Excess(+) | 1 | Full Conversion | INR | [40 empty] | 88179.14 | 88179.14 | INR Eighty Eight Thousand One Hundred & Seventy Nine and Paise Fourteen Only | 2912 | 3294.05 | 591136 |  |  |  | 491.37 | 491.37
119 | Supplying, fitting and fixing PVC pipes of approved makeof (medium duty) conforming to ASTMD - 1785 and threaded to match with GI Pipes as per IS : 1239 (Part - I). with all necessary accessories, specials viz. socket, bend, tee, union, cross, elbo, nipple, longscrew, reducing socket, reducing tee, short piece etc. fitted with holder bats clamps, including cutting pipes, making threads,fitting, fixing etc. complete in all respect including cost of all necessary fittings as required,jointing materials and two coats of painting with approved paint in any position above ground. (Payment will be made on the centre line measurements of total pipe line including all specials. No separate payment will be made for accesories, specials. Payment for painting will be made seperately) Supreem made (a) For Exposed Work -- PVC Pipes (Dia) 40 mm(Main Riser) | BI01010001010000000000000515BI0100001230 | 60 | Mtr. | 330.31 |  |  | Excess(+) | 1 | Full Conversion | INR | [40 empty] | 19818.6 | 19818.6 | INR Nineteen Thousand Eight Hundred & Eighteen and Paise Sixty Only | 536 | 606.32 | 32160 |  |  |  | 373.65 | 373.65
120 | Supplying, fitting and fixing PVC pipes of approved makeof (medium duty) conforming to ASTMD - 1785 and threaded to match with GI Pipes as per IS : 1239 (Part - I). with all necessary accessories, specials viz. socket, bend, tee, union, cross, elbo, nipple, longscrew, reducing socket, reducing tee, short piece etc. fitted with holder bats clamps, including cutting pipes, making threads,fitting, fixing etc. complete in all respect including cost of all necessary fittings as required,jointing materials and two coats of painting with approved paint in any position above ground. (Payment will be made on the centre line measurements of total pipe line including all specials. No separate payment will be made for accesories, specials. Payment for painting will be made seperately) Supreem made (a) For Exposed Work -- PVC Pipes (Dia) 25 mm(Vertical) | BI01010001010000000000000515BI0100001231 | 62 | Mtr. | 200.22 |  |  | Excess(+) | 1 | Full Conversion | INR | [40 empty] | 12413.64 | 12413.64 | INR Twelve Thousand Four Hundred & Thirteen and Paise Sixty Four Only | 67 | 75.79 | 4154 |  |  |  | 226.49 | 226.49
121 | Supplying, fitting and fixing PVC pipes of approved makeof (medium duty) conforming to ASTMD - 1785 and threaded to match with GI Pipes as per IS : 1239 (Part - I). with all necessary accessories, specials viz. socket, bend, tee, union, cross, elbo, nipple, longscrew, reducing socket, reducing tee, short piece etc. fitted with holder bats clamps, including cutting pipes, making threads,fitting, fixing etc. complete in all respect including cost of all necessary fittings as required,jointing materials and two coats of painting with approved paint in any position above ground. (Payment will be made on the centre line measurements of total pipe line including all specials. No separate payment will be made for accesories, specials. Payment for painting will be made seperately) Supreem made (a) For Concealed work 25 mm | BI01010001010000000000000515BI0100001232 | 105 | Mtr. | 231.9 |  |  | Excess(+) | 1 | Full Conversion | INR | [40 empty] | 24349.5 | 24349.5 | INR Twenty Four Thousand Three Hundred & Forty Nine and Paise Fifty Only | 661 | 747.72 | 69405 |  |  |  | 262.33 | 262.33
122 | Supplying, fitting and fixing Peet's valve fullway gunmetal standard pattern best quality of approved brand bearing I.S.I. marking with fittings (tested to 21 kg per sq. cm.). 65 mm | BI01010001010000000000000515BI0100001233 | 8 | Each | 4467.11 |  |  | Excess(+) | 1 | Full Conversion | INR | [40 empty] | 35736.88 | 35736.88 | INR Thirty Five Thousand Seven Hundred & Thirty Six and Paise Eighty Eight Only | 4330 | 4898.1 | 34640 |  |  |  | 5053.19 | 5053.19
123 | Supplying, fitting and fixing Peet's valve fullway gunmetal standard pattern best quality of approved brand bearing I.S.I. marking with fittings (tested to 21 kg per sq. cm.). 50 mm | BI01010001010000000000000515BI0100001234 | 12 | Each | 2671.89 |  |  | Excess(+) | 1 | Full Conversion | INR | [40 empty] | 32062.68 | 32062.68 | INR Thirty Two Thousand &Sixty Two and Paise Sixty Eight Only | 4373.3 | 4947.08 | 52479.6 |  |  |  | 3022.44 | 3022.44
124 | Supplying, fitting and fixing Peet's valve fullway gunmetal standard pattern best quality of approved brand bearing I.S.I. marking with fittings (tested to 21 kg per sq. cm.). 40mm | BI01010001010000000000000515BI0100001235 | 12 | Each | 1861.96 |  |  | Excess(+) | 1 | Full Conversion | INR | [40 empty] | 22343.52 | 22343.52 | INR Twenty Two Thousand Three Hundred & Forty Three and Paise Fifty Two Only | 4505.82 | 5096.98 | 54069.84 |  |  |  | 2106.25 | 2106.25
125 | Supplying, fitting and fixing Peet's valve fullway gunmetal standard pattern best quality of approved brand bearing I.S.I. marking with fittings (tested to 21 kg per sq. cm.). 25 mm | BI01010001010000000000000515BI0100001236 | 12 | Each | 1031.65 |  |  | Excess(+) | 1 | Full Conversion | INR | [40 empty] | 12379.8 | 12379.8 | INR Twelve Thousand Three Hundred & Seventy Nine and Paise Eighty Only | 9696 | 10968.12 | 116352 |  |  |  | 1167 | 1167
126 | Supplying, fitting and fixing E.W.C. in white glazed vitreous chinaware of approved make complete in position with necessary bolts, nuts etc. (a) With 'P' trap | BI01010001010000000000000515BI0100001237 | 8 | Each | 3511.24 |  |  | Excess(+) | 1 | Full Conversion | INR | [40 empty] | 28089.92 | 28089.92 | INR Twenty Eight Thousand &Eighty Nine and Paise Ninety Two Only | 9792.96 | 11077.8 | 78343.68 |  |  |  | 3971.91 | 3971.91
127 | Supplying, fitting and fixing Closet seat of approved make with lid and C.P.hinges, rubber buffer and brass screws complete.(a) E.W.C. (ii) Plastic (hallow type) white | BI01010001010000000000000515BI0100001238 | 8 | Each | 429.86 |  |  | Excess(+) | 1 | Full Conversion | INR | [40 empty] | 3438.88 | 3438.88 | INR Three Thousand Four Hundred & Thirty Eight and Paise Eighty Eight Only | 9890.89 | 11188.57 | 79127.12 |  |  |  | 486.26 | 486.26
128 | Supplying, fitting and fixing 10 litre P.V.C. low-down cistern conforming to I.S. specification with P.V.C. fittings complete,C.I. brackets including two coats of painting to bracket etc.White | BI01010001010000000000000515BI0100001239 | 8 | Each | 1148.17 |  |  | Excess(+) | 1 | Full Conversion | INR | [40 empty] | 9185.36 | 9185.36 | INR Nine Thousand One Hundred & Eighty Five and Paise Thirty Six Only | 9989.8 | 11300.46 | 79918.4 |  |  |  | 1298.81 | 1298.81
129 | Supplying, fitting and fixing approved brand 32 mm dia. P.V.C. waste pipe, with coupling at one end fitted with necessary clamps. 1050 mm long | BI01010001010000000000000515BI0100001240 | 14 | Each | 102.94 |  |  | Excess(+) | 1 | Full Conversion | INR | [40 empty] | 1441.16 | 1441.16 | INR One Thousand Four Hundred & Forty One and Paise Sixteen Only | 9077 | 10267.9 | 127078 |  |  |  | 116.45 | 116.45
130 | Supplying, fitting and fixing vitreous china best quality approved make wash basin with C.I. brackets on 75 mm X 75 mm wooden blocks, C.P. waste fittings of 32 mm dia., one approved quality brass C.P. pillar cock of 15 mm dia., C.P. chain with rubber plug of 32 mm dia., approved quality P.V.C. waste pipe with C.P. nut 32 mm dia., 900 mm long approved quality P.V.C. connection pipe with heavy brass C.P. nut including mending good all damages and painting the brackets with two coats of approved paint.(ii) 450 mm X 300 mm size | BI01010001010000000000000515BI0100001241 | 4 | Each | 2238.64 |  |  | Excess(+) | 1 | Full Conversion | INR | [40 empty] | 8954.56 | 8954.56 | INR Eight Thousand Nine Hundred & Fifty Four and Paise Fifty Six Only | 29 | 32.8 | 116 |  |  |  | 2532.35 | 2532.35
131 | Supplying, fitting and fixing pedestal of approved make for wash basin (white) | BI01010001010000000000000515BI0100001242 | 4 | Each | 1693.41 |  |  | Excess(+) | 1 | Full Conversion | INR | [40 empty] | 6773.64 | 6773.64 | INR Six Thousand Seven Hundred & Seventy Three and Paise Sixty Four Only | 43 | 48.64 | 172 |  |  |  | 1915.59 | 1915.59
132 | Supplying, fitting and fixing towel rail with two brackets. (a) C.P. over brass 25 mm dia. and 600 mm long | BI01010001010000000000000515BI0100001243 | 18 | Each | 486.42 |  |  | Excess(+) | 1 | Full Conversion | INR | [40 empty] | 8755.56 | 8755.56 | INR Eight Thousand Seven Hundred & Fifty Five and Paise Fifty Six Only | 159 | 179.86 | 2862 |  |  |  | 550.24 | 550.24
133 | Supplying, fitting and fixing best quality Indian make mirror 5.5 mm thick with silvering as per I.S.I. specifications supported on fibre glass frame of any colour, frame size 550 mm X 400 mm | BI01010001010000000000000515BI0100001244 | 4 | Each | 693.43 |  |  | Excess(+) | 1 | Full Conversion | INR | [40 empty] | 2773.72 | 2773.72 | INR Two Thousand Seven Hundred & Seventy Three and Paise Seventy Two Only | 70 | 79.18 | 280 |  |  |  | 784.41 | 784.41
134 | Supplying ,fitting and fixing bib cock or stop cock. (a) (i) Chromium plated Bib Cock short body (Equivalent to Code No. 511 & Model - Tropical / Sumthing Special of ESSCO or similar brand). | BI01010001010000000000000515BI0100001245 | 28 | Each | 609.72 |  |  | Excess(+) | 1 | Full Conversion | INR | [40 empty] | 17072.16 | 17072.16 | INR Seventeen Thousand &Seventy Two and Paise Sixteen Only | 1665 | 1883.45 | 46620 |  |  |  | 689.72 | 689.72
135 | Supplying ,fitting and fixing bib cock or stop cock.(b) (i) Chromium plated Stop Cock (Equivalent to Code No. 513(A) & 513(B) & Model - Tropical / Sumthing Special of ESSCO or similar | BI01010001010000000000000515BI0100001246 | 28 | Each | 557.68 |  |  | Excess(+) | 1 | Full Conversion | INR | [40 empty] | 15615.04 | 15615.04 | INR Fifteen Thousand Six Hundred & Fifteen and Paise Four Only | 99 | 111.99 | 2772 |  |  |  | 630.85 | 630.85
136 | Supplying ,fitting and fixing bib cock or stop cock.(i)Chromium plated angular Stop Cock with wall flange (Equivalent to Code No. 5053 & Model - Florentine of Jaquar or similar brand). | BI01010001010000000000000515BI0100001247 | 18 | Each | 921.93 |  |  | Excess(+) | 1 | Full Conversion | INR | [40 empty] | 16594.74 | 16594.74 | INR Sixteen Thousand Five Hundred & Ninety Four and Paise Seventy Four Only | 74 | 83.71 | 1332 |  |  |  | 1042.89 | 1042.89
137 | Supplying, fitting and fixing pillar cock of approved make. a) (i) CP Pillar Cock - 15 mm. (Equivalent to Code No. 507 & Model - Tropical / Sumthing Special of ESSCO or similar brand). | BI01010001010000000000000515BI0100001248 | 4 | Each | 627.82 |  |  | Excess(+) | 1 | Full Conversion | INR | [40 empty] | 2511.28 | 2511.28 | INR Two Thousand Five Hundred & Eleven and Paise Twenty Eight Only | 103 | 116.51 | 412 |  |  |  | 710.19 | 710.19
138 | Supplying, fitting and fixing shower of approved brand and make. (a) (i) Chromium plated round shower with revolving joint 100 mm dia with rubid cleaning system (Equivalent to Code No. 542(N) & Model - Tropical / Sumthing Special of ESSCO or similar brand). | BI01010001010000000000000515BI0100001249 | 6 | Each | 511.3 |  |  | Excess(+) | 1 | Full Conversion | INR | [40 empty] | 3067.8 | 3067.8 | INR Three Thousand &Sixty Seven and Paise Eighty Only | 1081 | 1222.83 | 6486 |  |  |  | 578.38 | 578.38
139 | Supply of UPVC pipes (B Type) and fittings conforming to IS-13592-1992 (A) (i) Single Socketed 3 Mtr. Length b) 110 mm | BI01010001010000000000000515BI0100001250 | 80 | Mtr. | 330.31 |  |  | Excess(+) | 1 | Full Conversion | INR | [40 empty] | 26424.8 | 26424.8 | INR Twenty Six Thousand Four Hundred & Twenty Four and Paise Eighty Only | 378 | 427.59 | 30240 |  |  |  | 373.65 | 373.65
140 | Supply of UPVC pipes (B Type) and fittings conforming to IS-13592-1992 (A) (i) Single Socketed 3 Mtr. Length c) 160 mm | BI01010001010000000000000515BI0100001251 | 50 | Mtr. | 617.64 |  |  | Excess(+) | 1 | Full Conversion | INR | [40 empty] | 30882 | 30882 | INR Thirty Thousand Eight Hundred & Eighty Two Only | 46 | 52.04 | 2300 |  |  |  | 698.67 | 698.67
141 | Supply of UPVC pipes (B Type) and fittings conforming to IS-13592-1992(B) Fittings (i) Door Tee (110 mm) | BI01010001010000000000000515BI0100001252 | 10 | Each | 220.58 |  |  | Excess(+) | 1 | Full Conversion | INR | [40 empty] | 2205.8 | 2205.8 | INR Two Thousand Two Hundred & Five and Paise Eighty Only | 1357 | 1535.04 | 13570 |  |  |  | 249.52 | 249.52
142 | Supply of UPVC pipes (B Type) and fittings conforming to IS-13592-1992(B) Fittings (ii) Plain Tee (110 mm) | BI01010001010000000000000515BI0100001253 | 18 | Each | 96.15 |  |  | Excess(+) | 1 | Full Conversion | INR | [40 empty] | 1730.7 | 1730.7 | INR One Thousand Seven Hundred & Thirty and Paise Seventy Only | 589 | 666.28 | 10602 |  |  |  | 108.76 | 108.76
143 | Supply of UPVC pipes (B Type) and fittings conforming to IS-13592-1992(B) Fittings v) Plain Y (110 mm) | BI01010001010000000000000515BI0100001254 | 18 | Each | 233.03 |  |  | Excess(+) | 1 | Full Conversion | INR | [40 empty] | 4194.54 | 4194.54 | INR Four Thousand One Hundred & Ninety Four and Paise Fifty Four Only | 18 | 20.36 | 324 |  |  |  | 263.6 | 263.6
144 | Supply of UPVC pipes (B Type) and fittings conforming to IS-13592-1992(B) Fittings v) Plain Y (160 mm) | BI01010001010000000000000515BI0100001255 | 8 | Each | 659.49 |  |  | Excess(+) | 1 | Full Conversion | INR | [40 empty] | 5275.92 | 5275.92 | INR Five Thousand Two Hundred & Seventy Five and Paise Ninety Two Only | 408 | 461.53 | 3264 |  |  |  | 746.02 | 746.02
145 | Supply of UPVC pipes (B Type) and fittings conforming to IS-13592-1992(B) Fittings (i) Coupler (110 mm) | BI01010001010000000000000515BI0100001256 | 18 | Each | 96.15 |  |  | Excess(+) | 1 | Full Conversion | INR | [40 empty] | 1730.7 | 1730.7 | INR One Thousand Seven Hundred & Thirty and Paise Seventy Only | 599 | 677.59 | 10782 |  |  |  | 108.76 | 108.76
146 | Supply of UPVC pipes (B Type) and fittings conforming to IS-13592-1992(B) Fittings (i) Coupler (160 mm) | BI01010001010000000000000515BI0100001257 | 8 | Each | 295.24 |  |  | Excess(+) | 1 | Full Conversion | INR | [40 empty] | 2361.92 | 2361.92 | INR Two Thousand Three Hundred & Sixty One and Paise Ninety Two Only | 384 | 434.38 | 3072 |  |  |  | 333.98 | 333.98
147 | Supply of UPVC pipes (B Type) and fittings conforming to IS-13592-1992(B) Fittings (ii)Bend 87.5 dig.(110 MM) | BI01010001010000000000000515BI0100001258 | 9 | Each | 135.74 |  |  | Excess(+) | 1 | Full Conversion | INR | [40 empty] | 1221.66 | 1221.66 | INR One Thousand Two Hundred & Twenty One and Paise Sixty Six Only | 292 | 330.31 | 2628 |  |  |  | 153.55 | 153.55
148 | Supply of UPVC pipes (B Type) and fittings conforming to IS-13592-1992(B) Fittings (iii) Door Bend 110 mm | BI01010001010000000000000515BI0100001259 | 18 | Each | 166.29 |  |  | Excess(+) | 1 | Full Conversion | INR | [40 empty] | 2993.22 | 2993.22 | INR Two Thousand Nine Hundred & Ninety Three and Paise Twenty Two Only | 236 | 266.96 | 4248 |  |  |  | 188.11 | 188.11
149 | Supply of UPVC pipes (B Type) and fittings conforming to IS-13592-1992(B) Fittings (iii) Door Bend 160 mm | BI01010001010000000000000515BI0100001260 | 10 | Each | 417.41 |  |  | Excess(+) | 1 | Full Conversion | INR | [40 empty] | 4174.1 | 4174.1 | INR Four Thousand One Hundred & Seventy Four and Paise Ten Only | 129 | 145.92 | 1290 |  |  |  | 472.17 | 472.17
150 | Supply of UPVC pipes (B Type) and fittings conforming to IS-13592-1992(B) Fittings (iv) Vent Cowl 110 mm | BI01010001010000000000000515BI0100001261 | 10 | Each | 37.33 |  |  | Excess(+) | 1 | Full Conversion | INR | [40 empty] | 373.3 | 373.3 | INR Three Hundred & Seventy Three and Paise Thirty Only | 177 | 200.22 | 1770 |  |  |  | 42.23 | 42.23
151 | Supply of UPVC pipes (B Type) and fittings conforming to IS-13592-1992(B) Fittings Pipe Clip 110 mm | BI01010001010000000000000515BI0100001262 | 250 | Each | 23.76 |  |  | Excess(+) | 1 | Full Conversion | INR | [40 empty] | 5940 | 5940 | INR Five Thousand Nine Hundred & Forty Only | 137 | 154.97 | 34250 |  |  |  | 26.88 | 26.88
152 | Supply of UPVC pipes (B Type) and fittings conforming to IS-13592-1992(B) Fittings Pipe Clip 160 mm | BI01010001010000000000000515BI0100001263 | 28 | Each | 48.64 |  |  | Excess(+) | 1 | Full Conversion | INR | [40 empty] | 1361.92 | 1361.92 | INR One Thousand Three Hundred & Sixty One and Paise Ninety Two Only | 158 | 178.73 | 4424 |  |  |  | 55.02 | 55.02
153 | Labour for fitting and fixing U.P.V.C piupes for above ground work including cost of joining materials etc. fitting and fixing all necessary specials, cutting pipes,cutting holes in walls or R.C floor where necessary and mending good all damages excluding the cost of masonry or concrete work, if necessary but including the cost and fitting and fixing holder bat clamps (any floor) or for underground work including cutting trenches upto 1.5 mtr. and refilling the same complete as per direction of the Engineer - in - Charge.(payment will be made on centre line measurment of the total pipe line including specials) (A)Above ground (i) 110 mm | BI01010001010000000000000515BI0100001264 | 135 | Mtr. | 64.48 |  |  | Excess(+) | 1 | Full Conversion | INR | [40 empty] | 8704.8 | 8704.8 | INR Eight Thousand Seven Hundred & Four and Paise Eighty Only | 205 | 231.9 | 27675 |  |  |  | 72.94 | 72.94
154 | Labour for fitting and fixing U.P.V.C piupes for above ground work including cost of joining materials etc. fitting and fixing all necessary specials, cutting pipes,cutting holes in walls or R.C floor where necessary and mending good all damages excluding the cost of masonry or concrete work, if necessary but including the cost and fitting and fixing holder bat clamps (any floor) or for underground work including cutting trenches upto 1.5 mtr. and refilling the same complete as per direction of the Engineer - in - Charge.(payment will be made on centre line measurment of the total pipe line including specials) (B) Under ground (i) 110 mm | BI01010001010000000000000515BI0100001265 | 145 | Mtr. | 95.02 |  |  | Excess(+) | 1 | Full Conversion | INR | [40 empty] | 13777.9 | 13777.9 | INR Thirteen Thousand Seven Hundred & Seventy Seven and Paise Ninety Only | 3949 | 4467.11 | 572605 |  |  |  | 107.49 | 107.49
155 | Supplying, fitting and fixing Flat back urinal (half stall urinal) in white vitreous chinaware of approved make in position with brass screws on 75 mm X 75 mm X 75 mm wooden blocks complete. (i) 590 mm X 390 mm X 380 mm | BI01010001010000000000000515BI0100001266 | 4 | Each | 3245.41 |  |  | Excess(+) | 1 | Full Conversion | INR | [40 empty] | 12981.64 | 12981.64 | INR Twelve Thousand Nine Hundred & Eighty One and Paise Sixty Four Only | 2362 | 2671.89 | 9448 |  |  |  | 3671.21 | 3671.21
156 | Supplying, fitting and fixing C.I. round grating. (ii) 150 mm | BI01010001010000000000000515BI0100001267 | 20 | Each | 96.15 |  |  | Excess(+) | 1 | Full Conversion | INR | [40 empty] | 1923 | 1923 | INR One Thousand Nine Hundred & Twenty Three Only | 1646 | 1861.96 | 32920 |  |  |  | 108.76 | 108.76
157 | Supplying, fitting and fixing C.I. square jalli. (ii) 150 mm | BI01010001010000000000000515BI0100001268 | 22 | Each | 115.38 |  |  | Excess(+) | 1 | Full Conversion | INR | [40 empty] | 2538.36 | 2538.36 | INR Two Thousand Five Hundred & Thirty Eight and Paise Thirty Six Only | 1258 | 1423.05 | 27676 |  |  |  | 130.52 | 130.52
158 | Supplying P.V.C. water storage tank of approved quality with closed top with lid (Black) - Multilayer(d) 1500 litre capacity | BI01010001010000000000000515BI0100001269 | 2 | Each | 8868.61 |  |  | Excess(+) | 1 | Full Conversion | INR | [40 empty] | 17737.22 | 17737.22 | INR Seventeen Thousand Seven Hundred & Thirty Seven and Paise Twenty Two Only | 912 | 1031.65 | 1824 |  |  |  | 10032.17 | 10032.17
159 | Labour for hoisting plastic water storage tank. (ii) Above 1500 litre upto 5000 litre capacity.Above 1st floor | BI01010001010000000000000515BI0100001270 | 2 | Each | 255.65 |  |  | Excess(+) | 1 | Full Conversion | INR | [40 empty] | 511.3 | 511.3 | INR Five Hundred & Eleven and Paise Thirty Only | 657 | 743.2 | 1314 |  |  |  | 289.19 | 289.19
160 | Supplying fitting fixing PTMT smart shelf of approved make of size 300 mm | BI01010001010000000000000515BI0100001271 | 10 | Each | 252.26 |  |  | Excess(+) | 1 | Full Conversion | INR | [40 empty] | 2522.6 | 2522.6 | INR Two Thousand Five Hundred & Twenty Two and Paise Sixty Only | 3988 | 4511.23 | 39880 |  |  |  | 285.36 | 285.36
161 | Suppling fitting fixing soap holder a)PTMT (Prayag or Equivelent) | BI01010001010000000000000515BI0100001272 | 18 | Each | 152.71 |  |  | Excess(+) | 1 | Full Conversion | INR | [40 empty] | 2748.78 | 2748.78 | INR Two Thousand Seven Hundred & Forty Eight and Paise Seventy Eight Only | 3104 | 3511.24 | 55872 |  |  |  | 172.75 | 172.75
162 | Constructing Inspection pit of inside measurement 600mm X 600mm X upto 600mm (depth) with 250 mm thick 1st. class brick work in cement mortar (1:4) on all sides, bottom of the pit consisting of 100 mm thick cement concrete (1:3:6) with stone chips over a layer of jhama brick flat soling,15 mm thick (1:4) cement plaster to inside walls and out-side walls upto G.L. and 20 mm.thick (1:4) plaster to bottom of the pit, providing necessary invert with cement concrete (1:3:6) with stone chips as per direction, neat cement finishing to entire internal surfaces, top of the pit covered with 100 mm thick R.C.C. slab (1:1.5:3) with stone chips and necessary reinforcements upto 1% and shuttering including 6 mm thick cement plaster (1:4) in all external surfaces of the slab and one 560 mm dia. R.C.C. manhole cover of approved make supplied, fitted and fixed in the slab with necessary fittings, necessary earthwork in excavation in all sorts of soil, filling sides of the pit with earth and removing spoils after work complete in all respect with all costs of labour and materials. | BI01010001010000000000000515BI0100001273 | 4 | Each | 7964.78 |  |  | Excess(+) | 1 | Full Conversion | INR | [40 empty] | 31859.12 | 31859.12 | INR Thirty One Thousand Eight Hundred & Fifty Nine and Paise Twelve Only | 485 | 548.63 | 1940 |  |  |  | 9009.76 | 9009.76
163 | Construction of septic tank of different capacities as per approved drawing with 1st class brick work in cement mortar (1:4) including two 560 mm dia. R.C.C. manhole cover(heavy type)of approved make supplied, fitted and fixed in the 100mm thick R.C.C (1:1.5:3) top slab with necessary fittings, 20mm thick cement plaster (4 : 1) with neat cement finish to the internal surfaces and 15 mm thick cement plaster (4 : 1) to outside wall upto 200 mm below G.L floor finished with 25 mm thick grey artificial stone over 100 mm thick R.C.C(1:1.5:3) bottom slab including supplying, fitting and fixing all necessry specials, fittings, S.W. tees, C.I. foot rest etc. including excavation earth in all sorts of soil, shoring, bailing out and pumping out water as necessary, ramming, dressing the bed and fefilling the sides of the tanks with earth, removing spoils, filling up the chamber with clear water, removing foreign materials from the chamber and including constructing attached inspection pit as per approved drawing and connecting all necessary pipes, joints etc. with internal plaster work and artificial stone flooring is to be done with admixture of water proofing compound @ 0.5% by weight of cement with all costs of labour and materials. For 50 users | BI01010001010000000000000515BI0100001274 | 1 | Each | 100117.99 |  |  | Excess(+) | 1 | Full Conversion | INR | [40 empty] | 100117.99 | 100117.99 | INR One Lakh One Hundred & Seventeen and Paise Ninety Nine Only | 1015 | 1148.17 | 1015 |  |  |  | 113253.47 | 113253.47
164 | Construction of circular soak well 2.5 metre deep in all types of sandy soils with dry brick work upto 1.6 metre from the bottom having 150 mm intermediate cement brick work (1:4) band all round and cement brick work (1:4) upto 0.90 metre from top with 20mm thick cement plastering (1:4) to inside face upto the depth of cement brick work, 15mm thick cement plaster (1:4) on outer face from top of the well upto G.L. and 6 mm thick cement plaster (1:4) on top of the R.C.C. cover slab including filling bottom 1.00 metre of inside of the well with brick metal (50 mm to 63 mm size) including R.C.C. cover slab of 100 mm thick with cement conc (1:1.5:3) with stone chips with necessary reinforcement and shuttering including one 560 mm dia. R.C.C. manhole cover (heavy type)of approved make supplied, fitted and fixed in the cover slab with necessary fittings, making nacessary arrangements for pipe connections, excavation of well including shoring, dewatering and removing the exess earth from the premises as per direction complete in all respect with all costs of labour and materials. With 250 mm thick dry brick work and 250 mm thick cement brick work (6:1) and 1.00m inside dia. | BI01010001010000000000000515BI0100001275 | 1 | Each | 17715.72 |  |  | Excess(+) | 1 | Full Conversion | INR | [40 empty] | 17715.72 | 17715.72 | INR Seventeen Thousand Seven Hundred & Fifteen and Paise Seventy Two Only | 91 | 102.94 | 91 |  |  |  | 20040.02 | 20040.02
165 | Supplying, fitting and fixing gunmetal wheel valve of approved brand and make tested to 21 kg per sq. cm. (for water lines only). (iv) 50 mm dia | BI01010001010000000000000515BI0100001276 | 3 | Each | 2575.74 |  |  | Excess(+) | 1 | Full Conversion | INR | [40 empty] | 7727.22 | 7727.22 | INR Seven Thousand Seven Hundred & Twenty Seven and Paise Twenty Two Only | 1497 | 1693.41 | 4491 |  |  |  | 2913.68 | 2913.68
166 | Supplying, fitting and fixing G.I. pipes of TATA make with all necessary accessories, specials viz. socket, bend, tee, union, cross, elbo, nipple, longscrew, reducing socket, reducing tee, short piece etc. fitted with holder bats clamps, including cutting pipes, making threads, fitting, fixing etc. complete in all respect including cost of all necessary fittings as required,jointing materials and two coats of painting with approved paint in any position above ground. (Payment will be made on the centre line measurements of total pipe line including all specials. No separate payment will be made for accesories, specials. Payment for painting will be made seperately) (A) For Exposed Work 100 mm dia. medium quality | BI01010001010000000000000515BI0100001277 | 1 | mtr | 1168.53 |  |  | Excess(+) | 1 | Full Conversion | INR | [40 empty] | 1168.53 | 1168.53 | INR One Thousand One Hundred & Sixty Eight and Paise Fifty Three Only | 5006 | 5662.79 | 5006 |  |  |  | 1361.5 | 1321.84
167 | Making holes on wall & mending good the damages to original finish | BI01010001010000000000000515BI0100001278 | 4 | each | 3988.61 | 4132 |  | Excess(+) | 1 | Full Conversion | INR | [40 empty] | 15954.44 | 15954.44 | INR Fifteen Thousand Nine Hundred & Fifty Four and Paise Forty Four Only | 5006 | 5662.79 | 20024 |  |  |  | 4647.27 | 4511.92
168 | Supply & fixing holding clamp fabricated by 50mm x 6mm with necy. Nuts, bolts & washers for holding the the column pipe. | BI01010001010000000000000515BI0100001279 | 2 | pairs | 9329.01 |  |  | Excess(+) | 1 | Full Conversion | INR | [40 empty] | 18658.02 | 18658.02 | INR Eighteen Thousand Six Hundred & Fifty Eight and Paise Two Only | 3285 | 3715.99 | 6570 |  |  |  | 10869.57 | 10552.98
169 | Labour charge for Testing & Lowering the submersible Pump motor set with submersible cable along with the column pipes into the tube well after socketing the column pipes step by step including arrangement of tripod, chain pully & tools & Tackles & providing suitable manpower to satisfactory operation. | BI01010001010000000000000515BI0100001280 | 1 | LS | 3988.61 |  |  | Excess(+) | 1 | Full Conversion | INR | [40 empty] | 3988.61 | 3988.61 | INR Three Thousand Nine Hundred & Eighty Eight and Paise Sixty One Only | 811 | 917.4 | 811 |  |  |  | 4647.27 | 4511.92
170 | Geophysical investigation of the acquifer by electrologging system with all tools and plants as necessary including supply of necessary report. | BI01010001010000000000000515BI0100001281 | 1 | Each Test | 9329.01 | 2749 |  | Excess(+) | 1 | Full Conversion | INR | [40 empty] | 9329.01 | 9329.01 | INR Nine Thousand Three Hundred & Twenty Nine and Paise One Only | 430 | 486.42 | 430 |  |  |  | 10869.57 | 10552.98
171 | Electric work (Schedule Items) Supply & fixing 415 volt 63A TPN switch in S.S. enclosure with HRC fuses onLS & NL to be fixed on angle frame on wall including earthing attachment.(LT/Seimens) | BI01010001010000000000000515BI0100001282 | 1 | set | 4814.34 |  |  | Excess(+) | 1 | Full Conversion | INR | [40 empty] | 4814.34 | 4814.34 | INR Four Thousand Eight Hundred & Fourteen and Paise Thirty Four Only | 2208 | 2497.69 | 2208 |  |  |  | 5445.98 | 5609.36
172 | supply & fixing 4-Way SS enclosure (Legrand) to be fixed on flat iron frame on wall with earthing attachment comprising with the following: 10A DP MCB (D-curve)--- 2 Nos. (for Roof light control) | BI01010001010000000000000515BI0100001283 | 1 | set | 1640.51 |  |  | Excess(+) | 1 | Full Conversion | INR | [40 empty] | 1640.51 | 1640.51 | INR One Thousand Six Hundred & Forty and Paise Fifty One Only | 1497 | 1693.41 | 1497 |  |  |  | 1855.74 | 1911.42
173 | Supplying and fixing 100 A Changeover switch with Sheet Steel enclosure on angle iron frame on wall with nuts bolts etc(HPL/havells) | BI01010001010000000000000515BI0100001284 | 1 | set | 10861.4 |  |  | Excess(+) | 1 | Full Conversion | INR | [40 empty] | 10861.4 | 10861.4 | INR Ten Thousand Eight Hundred & Sixty One and Paise Forty Only | 5006 | 5662.79 | 5006 |  |  |  | 12655.01 | 12655.01
174 | Supply & fixing 4 way double door horizontal TPN MCB DB with SS enclosure(Legrandcatno607715)(Legrand/Seimens/ABB) concealed in wall after cutting the wall & mending good the damages to original finish with earthing attachment comprising with the following. a) 63 A Four Pole isolator -- -1 No. b) 40A SP MCB ---6 Nos. c)16 to 32 A range SP MCB. --- 6 Nos. | BI01010001010000000000000515BI0100001285 | 1 | set | 8584.72 | 4132 |  | Excess(+) | 1 | Full Conversion | INR | [40 empty] | 8584.72 | 8584.72 | INR Eight Thousand Five Hundred & Eighty Four and Paise Seventy Two Only | 5006 | 5662.79 | 5006 |  |  |  | 10002.37 | 10002.37
175 | Supply & fixing SPN MCB DB (2+8) WAY (Make legrand/ Seimens/ABB) with S.S. Enclosure concealed in wall after cutting wall & mending good the damages & earthing attachment comprising with the following: a) 40 A DP isolator - 1 No. b) 6 to 16 A range SPMCB - 8 Nos. | BI01010001010000000000000515BI0100001286 | 4 | set | 3898.55 |  |  | Excess(+) | 1 | Full Conversion | INR | [40 empty] | 15594.2 | 15594.2 | INR Fifteen Thousand Five Hundred & Ninety Four and Paise Twenty Only | 3285 | 3715.99 | 13140 |  |  |  | 4542.34 | 4542.34
176 | Supplying and fixing double-door SPN MCB Distribution Board 2+4 Way (Make legrand/ Seimens/ABB) with IP-42/43 protection, concealed in wall after cutting the wall & mending good the damages to original finish incl. Inter connection with suitable size of copper wire and neutral link & provision for earthing attachment. a) 32 A DP isolator - 1 No. b) 6 to 16 A range SPMCB - 4 Nos. | BI01010001010000000000000515BI0100001287 | 1 | Set | 2642.53 |  |  | Excess(+) | 1 | Full Conversion | INR | [40 empty] | 2642.53 | 2642.53 | INR Two Thousand Six Hundred & Forty Two and Paise Fifty Three Only | 811 | 917.4 | 811 |  |  |  | 3078.91 | 3078.91
177 | Cutting channel of 40 mm x 40 mm size on masonry wall incl. S&F heavy gauge polythene pipe dia as stated below, by means of iron hooks and supplying and drawing 18 SWG GI Wire as fish wire incl. mending good damages to building works 19 mm dia 3 mm thick polythene pipe without earth continuity wire | BI01010001010000000000000515BI0100001288 | 60 | Mtr | 73.4 | 2749 |  | Excess(+) | 1 | Full Conversion | INR | [40 empty] | 4404 | 4404 | INR Four Thousand Four Hundred & Four Only | 430 | 486.42 | 25800 |  |  |  | 85.52 | 85.52
178 | Cutting channel of 43 mm x 43 mm size on masonry wall incl. S&F heavy gauge polythene pipe dia as stated below, by means of iron hooks and supplying and drawing 18 SWG GI Wire as fish wire incl. mending good damages to building works 25 mm dia 3 mm thick polythene pipe without earth continuity wire | BI01010001010000000000000515BI0100001289 | 10 | Mtr | 89.72 | 814 |  | Excess(+) | 1 | Full Conversion | INR | [40 empty] | 897.2 | 897.2 | INR Eight Hundred & Ninety Seven and Paise Twenty Only | 430 | 486.42 | 4300 |  |  |  | 104.54 | 104.54
179 | Supplying and fixing polythene pipe complete with fittings as necy. under ceiling/beam, bound with 22 SWG GI binding wire incl. supplying and drawing 1x18 SWG GI Wire as fish wire inside the pipes and fittings and providing 50 mm dia disc of MS sheet (20 SWG) having colour paint at one face fastened at the load point end of the polythene pipe with fish wire (synchronizing with roof/beam casting work of building construction)19mm dia 3mm thick Polythene Pipe | BI01010001010000000000000515BI0100001290 | 80 | Mtr | 41.94 |  |  | Excess(+) | 1 | Full Conversion | INR | [40 empty] | 3355.2 | 3355.2 | INR Three Thousand Three Hundred & Fifty Five and Paise Twenty Only | 613 | 693.43 | 49040 |  |  |  | 48.87 | 48.87
180 | Supplying and fixing polythene pipe complete with fittings as necy. under ceiling/beam, bound with 22 SWG GI binding wire incl. supplying and drawing 1x18 SWG GI Wire as fish wire inside the pipes and fittings and providing 50 mm dia disc of MS sheet (20 SWG) having colour paint at one face fastened at the load point end of the polythene pipe with fish wire (synchronizing with roof/beam casting work of building construction)25mm dia 3mm thick Polythene Pipe | BI01010001010000000000000515BI0100001291 | 10 | Mtr | 57.09 |  |  | Excess(+) | 1 | Full Conversion | INR | [40 empty] | 570.9 | 570.9 | INR Five Hundred & Seventy and Paise Ninety Only | 223 | 252.26 | 2230 |  |  |  | 66.52 | 66.52
181 | Supplying and Drawing 1.1 KV single core stranded 'FR' PVC insulated & unsheathed single core stranded copper wire (Brand approved by EIC) of the following sizes in the prelaid polythene pipe and by the prelaid GI fish wire and making necy. connection as required2x84/0.3 (6 sqmm) + 1x56/0.3 (4 sqmm) as ECC (TPN to SPN) | BI01010001010000000000000515BI0100001292 | 90 | Mtr | 161.95 |  |  | Excess(+) | 1 | Full Conversion | INR | [40 empty] | 14575.5 | 14575.5 | INR Fourteen Thousand Five Hundred & Seventy Five and Paise Fifty Only | 1132 | 1280.52 | 101880 |  |  |  | 188.69 | 188.69
182 | Supplying and Drawing 1.1 KV single core stranded 'FR' PVC insulated & unsheathed single core stranded copper wire (Brand approved by EIC) of the following sizes in the prelaid polythene pipe and by the prelaid GI fish wire and making necy. connection as required4x80/0.4 (10 sqmm) + 2x84/0.3 (6 sqmm) as ECC (Main Switch toChange Over to TPN ) | BI01010001010000000000000515BI0100001293 | 20 | Mtr | 574.41 | 1074 |  | Excess(+) | 1 | Full Conversion | INR | [40 empty] | 11488.2 | 11488.2 | INR Eleven Thousand Four Hundred & Eighty Eight and Paise Twenty Only | 1132 | 1280.52 | 22640 |  |  |  | 669.27 | 669.27
183 | Supply & drawing PVC insulated (FR) Copper wire through alkathene pipe recessed in wall & mending good the damages. (for Roof Light)d) 3x1.5 sq mm through 19mm Alkathene pipe | BI01010001010000000000000515BI0100001294 | 200 | mtr | 129.33 |  |  | Excess(+) | 1 | Full Conversion | INR | [40 empty] | 25866 | 25866 | INR Twenty Five Thousand Eight Hundred & Sixty Six Only | 539 | 609.72 | 107800 |  |  |  | 150.69 | 150.69
184 | Supply & fixing of Modular type 16A control switch of 2 module GI box with cover plate recessed in wall comprising of the following (All cabtree): a) 16A switch ---1 set | BI01010001010000000000000515BI0100001295 | 3 | each | 339.05 |  |  | Excess(+) | 1 | Full Conversion | INR | [40 empty] | 1017.15 | 1017.15 | INR One Thousand &Seventeen and Paise Fifteen Only | 674 | 762.43 | 2022 |  |  |  | 395.04 | 395.04
185 | Supply & Fixing 2 way circular box embeded wall with top cover according to GS | BI01010001010000000000000515BI0100001296 | 2 | set | 37.28 |  |  | Excess(+) | 1 | Full Conversion | INR | [40 empty] | 74.56 | 74.56 | INR Seventy Four and Paise Fifty Six Only | 861 | 973.96 | 1722 |  |  |  | 43.44 | 43.44
186 | Laying of 4x16 sq sqmm XLPE/A cable in underground trench 460 mm wide x 760 mm average depth, with brick protection on the top of the cable with 8 (eight) Nos. bricks per metre, including filling the space between the brick & cable and also the trench with shifted soil, leveling up and restoring surface duly rammed | BI01010001010000000000000515BI0100001297 | 100 | mtr | 188.75 |  |  | Excess(+) | 1 | Full Conversion | INR | [40 empty] | 18875 | 18875 | INR Eighteen Thousand Eight Hundred & Seventy Five Only | 815 | 921.93 | 81500 |  |  |  | 219.92 | 219.92
187 | Laying of 2X10 sq sqmm XLPE/A cable in underground trench 460 mm wide x 760 mm average depth, with brick protection on the top of the cable with 8 (eight) Nos. bricks per metre, including filling the space between the brick & cable and also the trench with shifted soil, leveling up and restoring surface duly rammed | BI01010001010000000000000515BI0100001298 | 300 | mtr | 188.75 |  |  | Excess(+) | 1 | Full Conversion | INR | [40 empty] | 56625 | 56625 | INR Fifty Six Thousand Six Hundred & Twenty Five Only | 154 | 174.2 | 46200 |  |  |  | 219.92 | 219.92
188 | Laying of cable upto 4 core 16 sqmm on wall/surface incl. S & F MS saddles with earthing attachment in 10 SWG GI (Hot Dip) Wire, making holes etc. as necy. mending good damages and painting | BI01010001010000000000000515BI0100001299 | 20 | mtr | 69.91 |  |  | Excess(+) | 1 | Full Conversion | INR | [40 empty] | 1398.2 | 1398.2 | INR One Thousand Three Hundred & Ninety Eight and Paise Twenty Only | 2458 | 2780.49 | 49160 |  |  |  | 81.45 | 81.45
189 | Supply & fixing compression type cable gland and finishing the end of the cable by socketing for the following sizes cable.4X16 sq.mm | BI01010001010000000000000515BI0100001300 | 8 | set | 264.49 |  |  | Excess(+) | 1 | Full Conversion | INR | [40 empty] | 2115.92 | 2115.92 | INR Two Thousand One Hundred & Fifteen and Paise Ninety Two Only | 34 | 38.46 | 272 |  |  |  | 308.17 | 308.17
190 | Supply & fixing compression type cable gland and finishing the end of the cable by socketing for the following sizes cable.2X10 sq.mm | BI01010001010000000000000515BI0100001301 | 10 | set | 173.61 |  |  | Excess(+) | 1 | Full Conversion | INR | [40 empty] | 1736.1 | 1736.1 | INR One Thousand Seven Hundred & Thirty Six and Paise Ten Only | 508 | 574.65 | 5080 |  |  |  | 202.28 | 202.28
191 | Supply & laying medium gauge 40 mm dia G.I. Pipe (ISI -m) for cable protection. | BI01010001010000000000000515BI0100001302 | 10 | mtr | 286.62 | 100 |  | Excess(+) | 1 | Full Conversion | INR | [40 empty] | 2866.2 | 2866.2 | INR Two Thousand Eight Hundred & Sixty Six and Paise Twenty Only | 508 | 574.65 | 5080 |  |  |  | 333.95 | 333.95
192 | Distn. wiring in 22/0.3 (1.5 sqmm) single core stranded 'FR' PVC insulated & unsheathed single core stranded copper wire (Brand approved by EIC) in 19 mm bore, 3 mm thick polythen pipe complete with all accessories embedded in wall to light/fan/call bell points with Modular type switch (Brand approved by EIC) fixed on Modular GI switch board with top cover plate and 3 nos. suitable size Ph, N & E cu. Bar flushed in wall incl. mending good damages to original finish(Ave. run 8 mtr.) | BI01010001010000000000000515BI0100001303 | 100 | pts | 1273.49 | 579 |  | Excess(+) | 1 | Full Conversion | INR | [40 empty] | 127349 | 127349 | INR One Lakh Twenty Seven Thousand Three Hundred & Forty Nine Only | 508 | 574.65 | 50800 |  |  |  | 1483.79 | 1483.79
193 | Distn. wiring in 22/0.3 (1.5 sqmm) single core stranded 'FR' PVC insulated & unsheathed single core stranded copper wire (Brand approved by EIC) in 19 mm bore, 3 mm thick polythen pipe complete with all accessories embedded in wall to 240 V 6A 5 pin plug point incl. S&F 240 V 6A 3 pin Modular type plug socket & Modular type switch (Brand approved by EIC) incl. S&F earth continuity wire, fixed on 4 Module GI switchboard with 3/4 Module top cover plate flushed in wall incl. mending good damages to original finishon board | BI01010001010000000000000515BI0100001304 | 20 | pts | 290.12 | 57 |  | Excess(+) | 1 | Full Conversion | INR | [40 empty] | 5802.4 | 5802.4 | INR Five Thousand Eight Hundred & Two and Paise Forty Only | 508 | 574.65 | 10160 |  |  |  | 338.03 | 338.03
194 | Distn. wiring in 22/0.3 (1.5 sqmm) single core stranded 'FR' PVC insulated & unsheathed single core stranded copper wire (Brand approved by EIC) in 19 mm bore, 3 mm thick polythen pipe complete with all accessories embedded in wall to 240 V 6A 5 pin plug point incl. S&F 240 V 6A 3 pin Modular type plug socket & Modular type switch (Brand approved by EIC) incl. S&F earth continuity wire, fixed on 4 Module GI switchboard with 3/4 Module top cover plate flushed in wall incl. mending good damages to original finishAve 3 mtr | BI01010001010000000000000515BI0100001305 | 20 | pts | 918.13 | 139 |  | Excess(+) | 1 | Full Conversion | INR | [40 empty] | 18362.6 | 18362.6 | INR Eighteen Thousand Three Hundred & Sixty Two and Paise Sixty Only | 508 | 574.65 | 10160 |  |  |  | 1069.75 | 1069.75
195 | Supply & Fixing 240V, Modular Socket (2 Module) type fan regulator (Step type) (Brand approved by EIC) on existing Modular GI switch board with top cover plate incl. making necy. connections etc. | BI01010001010000000000000515BI0100001306 | 30 | each | 450.91 | 100 |  | Excess(+) | 1 | Full Conversion | INR | [40 empty] | 13527.3 | 13527.3 | INR Thirteen Thousand Five Hundred & Twenty Seven and Paise Thirty Only | 508 | 574.65 | 15240 |  |  |  | 525.37 | 525.37
196 | Supplying & Fixing of Box type fan clamp of 150mm dia & 80mm depth made of 16 SWG CRCA sheet with one end duly sealed by cover, properly welded, incl. S&F 12mm dia 600mm long MS rod duly bent by heat treatment at the centre position of rod to grip fan bobbin properly, incl. binding the rod and fan box with reinforcement by 22 SWG steel binding wire, incl. supplying & covering the box with alkathene sheet, placed in order to prevent concrete from entering the box. | BI01010001010000000000000515BI0100001307 | 30 | each | 202.73 | 498 |  | Excess(+) | 1 | Full Conversion | INR | [40 empty] | 6081.9 | 6081.9 | INR Six Thousand &Eighty One and Paise Ninety Only | 508 | 574.65 | 15240 |  |  |  | 236.21 | 236.21
197 | Fixing only exhaust fan after making hole in wall and making good damages and smooth cement finish etc. as practicable as possible and providing necy. length of PVC insulated wire and making connection for exhaust including s&f Al louvre shutter for 23 cm (9") | BI01010001010000000000000515BI0100001308 | 8 | each | 464.89 | 807 |  | Excess(+) | 1 | Full Conversion | INR | [40 empty] | 3719.12 | 3719.12 | INR Three Thousand Seven Hundred & Nineteen and Paise Twelve Only | 508 | 574.65 | 4064 |  |  |  | 541.66 | 541.66
198 | Fixing only single /twin fluorescent light fitting complete with all accessories directly on wall/ceiling/HW round block and suitable size of MS fastener | BI01010001010000000000000515BI0100001309 | 20 | each | 116.51 | 291 |  | Excess(+) | 1 | Full Conversion | INR | [40 empty] | 2330.2 | 2330.2 | INR Two Thousand Three Hundred & Thirty and Paise Twenty Only | 508 | 574.65 | 10160 |  |  |  | 135.75 | 135.75
199 | Fixing only fluorescent light fitting suspended 25 cm bellow the ceiling with 2 No. 20 mm dia EI conduit (14 SWG) supports incl. S&F EI conduit, ball socket/socket type ceiling plate and connecting the length of PVC insulated wire and painting etc. as required by 2x24/0.20 mm (1.5sqmm) flexible copper wire of 1.10 mt. length. | BI01010001010000000000000515BI0100001310 | 40 | each | 249.34 | 156 |  | Excess(+) | 1 | Full Conversion | INR | [40 empty] | 9973.6 | 9973.6 | INR Nine Thousand Nine Hundred & Seventy Three and Paise Sixty Only | 508 | 574.65 | 20320 |  |  |  | 290.52 | 290.52
200 | Extra for suspension exceeding 25 cm with S&F additional 2 no. 20 mm dia EI conduit (14 SWG) supports & necy. PVC insulated wire and painting etc. as required by 2x24/0.20 mm (1.5sqmm.) flexible copper wire of 1.10 mt. length. | BI01010001010000000000000515BI0100001311 | 10 | mtr | 180.6 | 1369 |  | Excess(+) | 1 | Full Conversion | INR | [40 empty] | 1806 | 1806 | INR One Thousand Eight Hundred & Six Only | 508 | 574.65 | 5080 |  |  |  | 210.42 | 210.42
201 | Fixing only outdoor / street light type fluorescent light fitting or MV light fitting complete with all accessories to be fixed /projected from the wall of the building incl. making holes/providing clamping arrangement & necy. GI reducer as required. S&F 40 mm GI pipe (ISI-Medium) quality 1.5 mts. average length having suitable bend S&F necy. length of 1.5 sqmm PVC insulated single core stranded annealed copper wire and making connections as required and mending good damages to wall incl. painting etc. | BI01010001010000000000000515BI0100001312 | 8 | Nos. | 940.26 | 300 |  | Excess(+) | 1 | Full Conversion | INR | [40 empty] | 7522.08 | 7522.08 | INR Seven Thousand Five Hundred & Twenty Two and Paise Eight Only | 508 | 574.65 | 4064 |  |  |  | 949.66 | 1095.53
202 | Supplying & Fixing GI waterproof type looping cable box size 200x150x100 mm deep having 4 mm thick comprising of one 250V 15 A kit-kat fuse unit, one NL on porcelain insulator, one compression type brass cable gland for upto 2- core 16 sqmm PVC/A cable and having lined with rubber gasketted GI top cover with brass machine screws etc., earthing terminal with lug, on steel tubular pole near base, including S&F 40x6 mm thick, MS clamps with bolts, nuts etc. including painting with anticorrosive paint | BI01010001010000000000000515BI0100001313 | 8 | each | 533.63 | 101 |  | Excess(+) | 1 | Full Conversion | INR | [40 empty] | 4269.04 | 4269.04 | INR Four Thousand Two Hundred & Sixty Nine and Paise Four Only | 508 | 574.65 | 4064 |  |  |  | 538.97 | 621.75
203 | Earthing the installation by 50 mm dia. G.I. Pipe (ISI-M) of 3.64 mtr. Long driven to an depth of 3.65 mtr. Below the ground level including S/F 1X4 SWG. G.I. Earth wire (4 mtr. Long) with nuts bolts & washers. | BI01010001010000000000000515BI0100001314 | 8 | set | 1595.07 | 160 |  | Excess(+) | 1 | Full Conversion | INR | [40 empty] | 12760.56 | 12760.56 | INR Twelve Thousand Seven Hundred & Sixty and Paise Fifty Six Only | 508 | 574.65 | 4064 |  |  |  | 1611.02 | 1858.47
204 | Supplying & fixing earth busbar of galvanized (Hot Dip) MS flat 25 mm x 6 mm on wall having clearance of 6 mm from wall including providing drilled holes on the busbar complete with GI bolts, nuts, washers, spacing insulators etc. as required | BI01010001010000000000000515BI0100001315 | 1 | mtr | 181.76 | 6468 |  | Excess(+) | 1 | Full Conversion | INR | [40 empty] | 181.76 | 181.76 | INR One Hundred & Eighty One and Paise Seventy Six Only | 508 | 574.65 | 508 |  |  |  | 183.58 | 211.78
205 | Connecting the equipments to earth busbar including S & F GI (Hot Dip) wire of size as below on wall/floor with staples buried inside wall/floor as required and making connection to equipments with bolts, nuts, washers, cable lugs etc. as required and mending good damagesSolid GI wire(4 SWG) | BI01010001010000000000000515BI0100001316 | 20 | mtr | 20.97 |  |  | Excess(+) | 1 | Full Conversion | INR | [40 empty] | 419.4 | 419.4 | INR Four Hundred & Nineteen and Paise Forty Only | 2208 | 2497.69 | 44160 |  |  |  | 23.72 | 24.43
206 | Erection of 9 m ST pole with sole plate in CC foundation (600x600x150mm) thick CC (4:2:1) base block below sole plate with hard jhama metal incl CC (6:3:1) muffing 0.30 m dia 03.0 m above ground level incl making drilled hole on pole for earth bolt & carriage upto 1.6 Km from store to work site in cluding filling up the the exacavated earth pit with shifted soil | BI01010001010000000000000515BI0100001317 | 6 | set | 3303.16 |  |  | Excess(+) | 1 | Full Conversion | INR | [40 empty] | 19818.96 | 19818.96 | INR Nineteen Thousand Eight Hundred & Eighteen and Paise Ninety Six Only | 1497 | 1693.41 | 8982 |  |  |  | 3736.53 | 3848.63
207 | Painting the 9 m ST pole with two coats of aluminium paint of approved make over one coat of R.O primer incl. preparation of surface by sand paper/emery incl cleaning etc. | BI01010001010000000000000515BI0100001318 | 10 | item | 562.76 |  |  | Excess(+) | 1 | Full Conversion | INR | [40 empty] | 5627.6 | 5627.6 | INR Five Thousand Six Hundred & Twenty Seven and Paise Sixty Only | 5006 | 5662.79 | 50060 |  |  |  | 655.69 | 655.69
208 | Extra for providing CC (6:3:1) base block (around the pole) dimension 0.60x0.60x0.76 mt. above ground level, neatly cemented finish (3 mm thick), at the base pole (in lieu of CC muffing) suitable for alkathene/ polythene pipe entry as directed for street light wiring, incl. S & F 25cmx25cmx10cm GI Loop box, 16SWG & incl. drilled hole in pole | BI01010001010000000000000515BI0100001319 | 6 | set | 1543.81 | 4132 |  | Excess(+) | 1 | Full Conversion | INR | [40 empty] | 9262.86 | 9262.86 | INR Nine Thousand Two Hundred & Sixty Two and Paise Eighty Six Only | 5006 | 5662.79 | 30036 |  |  |  | 1798.75 | 1798.75
209 | Supply & drawing 3x1.5 sq mm through 19mm Alkathene pipe from loop box to fittings (on pole) including coneecting the box and fittings | BI01010001010000000000000515BI0100001320 | 50 | mtr | 129.33 |  |  | Excess(+) | 1 | Full Conversion | INR | [40 empty] | 6466.5 | 6466.5 | INR Six Thousand Four Hundred & Sixty Six and Paise Fifty Only | 3285 | 3715.99 | 164250 |  |  |  | 150.69 | 150.69
210 | NON-SCHEDULE ITEMS Supply & delivery of 1.1 KV grade X LPE AL. Armoured Cable (make Gloster/Nicco/Havells) 4 X 16 sqmm. | BI01010001010000000000000515BI0100001321 | 125 | mtr | 158.57 |  |  | Excess(+) | 1 | Full Conversion | INR | [40 empty] | 19821.25 | 19821.25 | INR Nineteen Thousand Eight Hundred & Twenty One and Paise Twenty Five Only | 811 | 917.4 | 101375 |  |  |  | 184.76 | 160.16
211 | Supply & delevery of 1.1 Kv grade XLPE Aluminium armoured cable(make Gloster/Nicco/Havells) 2 x 10 sq mm | BI01010001010000000000000515BI0100001322 | 250 | mtr | 106.05 | 2749 |  | Excess(+) | 1 | Full Conversion | INR | [40 empty] | 26512.5 | 26512.5 | INR Twenty Six Thousand Five Hundred & Twelve and Paise Fifty Only | 430 | 486.42 | 107500 |  |  |  | 123.56 | 107.11
212 | Supply and delivery of 4' single LED type tube light fitting complete with all acessaries directly on ceiling with HW round block & suitable size of MS fastener (make Philips/Havells/Crompton, cat no - IGP131LT8-16, LTT8-20 as approved by EIC) | BI01010001010000000000000515BI0100001323 | 60 | set | 907.99 | 814 |  | Excess(+) | 1 | Full Conversion | INR | [40 empty] | 54479.4 | 54479.4 | INR Fifty Four Thousand Four Hundred & Seventy Nine and Paise Forty Only | 430 | 486.42 | 25800 |  |  |  | 1057.93 | 917.07
213 | Supply & delivery of 1200mm sweep Ceiling Fan (Orient,New Bridge,/Usha Sticker Plus, White) or equivalent as approved by the EIC,complete with all acessaries Incl S/F necy copper flex wire. | BI01010001010000000000000515BI0100001324 | 32 | each | 2086.66 |  |  | Excess(+) | 1 | Full Conversion | INR | [40 empty] | 66773.12 | 66773.12 | INR Sixty Six Thousand Seven Hundred & Seventy Three and Paise Twelve Only | 613 | 693.43 | 19616 |  |  |  | 2431.24 | 2107.53
214 | Supply of 225 mm (9") sweep heavy duty exhaust fan (EPC/ Crompton) | BI01010001010000000000000515BI0100001325 | 8 | each | 1719.02 |  |  | Excess(+) | 1 | Full Conversion | INR | [40 empty] | 13752.16 | 13752.16 | INR Thirteen Thousand Seven Hundred & Fifty Two and Paise Sixteen Only | 223 | 252.26 | 1784 |  |  |  | 2002.89 | 1736.21
215 | Supply & fixing 0.5W LED night Lamp (SSK-PAG-0.5W) for batten light points. | BI01010001010000000000000515BI0100001326 | 12 | Nos. | 41.41 |  |  | Excess(+) | 1 | Full Conversion | INR | [40 empty] | 496.92 | 496.92 | INR Four Hundred & Ninety Six and Paise Ninety Two Only | 1132 | 1280.52 | 13584 |  |  |  | 48.25 | 41.82
216 | Supply & fixing of 45W LED street light fitting (Make Crompton, cat no - LSTP-45-CDL) | BI01010001010000000000000515BI0100001327 | 8 | set | 4583.38 | 1074 |  | Excess(+) | 1 | Full Conversion | INR | [40 empty] | 36667.04 | 36667.04 | INR Thirty Six Thousand Six Hundred & Sixty Seven and Paise Four Only | 1132 | 1280.52 | 9056 |  |  |  | 5340.26 | 4629.21
217 | Supply & fixing of 72 /70 w LED STREET light fitting complete with all accessaries (Make Cromption/havells), cat no -LSTP-72-CDL | BI01010001010000000000000515BI0100001328 | 6 | each | 6249.88 |  |  | Excess(+) | 1 | Full Conversion | INR | [40 empty] | 37499.28 | 37499.28 | INR Thirty Seven Thousand Four Hundred & Ninety Nine and Paise Twenty Eight Only | 539 | 609.72 | 3234 |  |  |  | 7281.96 | 6312.38
218 | Supply & delivery at site (Including Transportation charges) of swaged type steel tubular swan neck type bend pole of over all length 9 m of section (Bottom - 5.00m, Middle - 2.0m, Top - 2.0m) & outside dia & thickness (Bottom- 165.1x4.50, Middle -139.7x4.5, Top - 114.3x3.65) having approx weight of the pole excluding sole plate 113Kg. the top end of the pole should be reduced to enable fixing of LED fittings. including sole plate which will be welded at bottom rigidly ( Make : Calcutta Poles Utkarsh ) | BI01010001010000000000000515BI0100001329 | 6 | each | 16302.41 |  |  | Excess(+) | 1 | Full Conversion | INR | [40 empty] | 97814.46 | 97814.46 | INR Ninety Seven Thousand Eight Hundred & Fourteen and Paise Forty Six Only | 674 | 762.43 | 4044 |  |  |  | 18994.52 | 16465.43
219 | SUPPLY & INSTALLATION OF PUMP SET Supply of three phase415V 2 Hp (1.49 Kw) submersible Pump Motor set suitable for 150mm bore well having overall head of (15mtr to 55mtr) & discharge of (280 LPM to 0 LPM). The discharge outlet size will be 50mm (2"inch) (Make Kirloskar/ KSB/ Crompton) | BI01010001010000000000000515BI0100001330 | 1 | Set | 17461.89 |  |  | Excess(+) | 1 | Full Conversion | INR | [40 empty] | 17461.89 | 17461.89 | INR Seventeen Thousand Four Hundred & Sixty One and Paise Eighty Nine Only | 811 | 917.4 | 811 |  |  |  | 20345.48 | 17636.51
220 | Supply & Fixing of control panel suitable for single -Phase 2 HP Submersible Pump motor set comprising of DOL starter, dual Ammeter & Voltmeter, indicator lamp to be fixed on wall incl making connection & necy. earthing attachment. (Make L&T/Crompton/KSB) | BI01010001010000000000000515BI0100001331 | 1 | set | 3819.82 | 2749 |  | Excess(+) | 1 | Full Conversion | INR | [40 empty] | 3819.82 | 3819.82 | INR Three Thousand Eight Hundred & Nineteen and Paise Eighty Two Only | 430 | 486.42 | 430 |  |  |  | 4450.61 | 3858.02
221 | Supply & Laying 3 core 2.5 sqmm flat submersible cable (Finolex)incl. 3/4" PVC HD PVC pipe through U.G. trench with necy Jointing materials incl. S/Laying PVC HD PVC pipe (Oriplast) | BI01010001010000000000000515BI0100001332 | 80 | mtr | 91.91 | 814 |  | Excess(+) | 1 | Full Conversion | INR | [40 empty] | 7352.8 | 7352.8 | INR Seven Thousand Three Hundred & Fifty Two and Paise Eighty Only | 430 | 486.42 | 34400 |  |  |  | 107.09 | 92.83
Total in Figures | [51 empty] | 9919876.09 | 9919876.09 | INR Ninety Nine Lakh Nineteen Thousand Eight Hundred & Seventy Six and Paise Nine Only | 384803128.98 | [5 empty] | 1564329.8455 | 0 | 4 | Construction of chamber for 100mm sluice plates | item5 | 10 | Nos
Quoted Rate in Figures |  |  |  | Select | [47 empty] | 0 | 0 | INR Zero Only | -374883252.89 | [5 empty] | 8355546.24
Quoted Rate in Words |  | INR Zero Only
Note on K19: gepadmin: 1. If you choose "Full Conversion" then Column BA (AMOUNT) and Column BB (TAXES) BOTH values will be convert based on selected Currency in (Column L). 2. If you choose "Partial Conversion" then Column BA (AMOUNT) only will be converted based on selected currency (Column L) and Column BB (TAXES) value (INR) will be added to the converted values.
Note on K21: gepadmin: 1. If you choose "Full Conversion" then Column BA (AMOUNT) and Column BB (TAXES) BOTH values will be convert based on selected Currency in (Column L). 2. If you choose "Partial Conversion" then Column BA (AMOUNT) only will be converted based on selected currency (Column L) and Column BB (TAXES) value (INR) will be added to the converted values.
Note on K13: gepadmin: 1. If you choose "Full Conversion" then Column BA (AMOUNT) and Column BB (TAXES) BOTH values will be convert based on selected Currency in (Column L). 2. If you choose "Partial Conversion" then Column BA (AMOUNT) only will be converted based on selected currency (Column L) and Column BB (TAXES) value (INR) will be added to the converted values.
Note on K57: gepadmin: 1. If you choose "Full Conversion" then Column BA (AMOUNT) and Column BB (TAXES) BOTH values will be convert based on selected Currency in (Column L). 2. If you choose "Partial Conversion" then Column BA (AMOUNT) only will be converted based on selected currency (Column L) and Column BB (TAXES) value (INR) will be added to the converted values.
Note on K66: gepadmin: 1. If you choose "Full Conversion" then Column BA (AMOUNT) and Column BB (TAXES) BOTH values will be convert based on selected Currency in (Column L). 2. If you choose "Partial Conversion" then Column BA (AMOUNT) only will be converted based on selected currency (Column L) and Column BB (TAXES) value (INR) will be added to the converted values.
Note on K70: gepadmin: 1. If you choose "Full Conversion" then Column BA (AMOUNT) and Column BB (TAXES) BOTH values will be convert based on selected Currency in (Column L). 2. If you choose "Partial Conversion" then Column BA (AMOUNT) only will be converted based on selected currency (Column L) and Column BB (TAXES) value (INR) will be added to the converted values.
Note on K138: gepadmin: 1. If you choose "Full Conversion" then Column BA (AMOUNT) and Column BB (TAXES) BOTH values will be convert based on selected Currency in (Column L). 2. If you choose "Partial Conversion" then Column BA (AMOUNT) only will be converted based on selected currency (Column L) and Column BB (TAXES) value (INR) will be added to the converted values.
Note on K141: gepadmin: 1. If you choose "Full Conversion" then Column BA (AMOUNT) and Column BB (TAXES) BOTH values will be convert based on selected Currency in (Column L). 2. If you choose "Partial Conversion" then Column BA (AMOUNT) only will be converted based on selected currency (Column L) and Column BB (TAXES) value (INR) will be added to the converted values.
Note on K143: gepadmin: 1. If you choose "Full Conversion" then Column BA (AMOUNT) and Column BB (TAXES) BOTH values will be convert based on selected Currency in (Column L). 2. If you choose "Partial Conversion" then Column BA (AMOUNT) only will be converted based on selected currency (Column L) and Column BB (TAXES) value (INR) will be added to the converted values.
Note on K150: gepadmin: 1. If you choose "Full Conversion" then Column BA (AMOUNT) and Column BB (TAXES) BOTH values will be convert based on selected Currency in (Column L). 2. If you choose "Partial Conversion" then Column BA (AMOUNT) only will be converted based on selected currency (Column L) and Column BB (TAXES) value (INR) will be added to the converted values.
Note on K196: gepadmin: 1. If you choose "Full Conversion" then Column BA (AMOUNT) and Column BB (TAXES) BOTH values will be convert based on selected Currency in (Column L). 2. If you choose "Partial Conversion" then Column BA (AMOUNT) only will be converted based on selected currency (Column L) and Column BB (TAXES) value (INR) will be added to the converted values.
Note on K198: gepadmin: 1. If you choose "Full Conversion" then Column BA (AMOUNT) and Column BB (TAXES) BOTH values will be convert based on selected Currency in (Column L). 2. If you choose "Partial Conversion" then Column BA (AMOUNT) only will be converted based on selected currency (Column L) and Column BB (TAXES) value (INR) will be added to the converted values.
Note on K201: gepadmin: 1. If you choose "Full Conversion" then Column BA (AMOUNT) and Column BB (TAXES) BOTH values will be convert based on selected Currency in (Column L). 2. If you choose "Partial Conversion" then Column BA (AMOUNT) only will be converted based on selected currency (Column L) and Column BB (TAXES) value (INR) will be added to the converted values.
Note on K15: gepadmin: 1. If you choose "Full Conversion" then Column BA (AMOUNT) and Column BB (TAXES) BOTH values will be convert based on selected Currency in (Column L). 2. If you choose "Partial Conversion" then Column BA (AMOUNT) only will be converted based on selected currency (Column L) and Column BB (TAXES) value (INR) will be added to the converted values.
Note on K52: gepadmin: 1. If you choose "Full Conversion" then Column BA (AMOUNT) and Column BB (TAXES) BOTH values will be convert based on selected Currency in (Column L). 2. If you choose "Partial Conversion" then Column BA (AMOUNT) only will be converted based on selected currency (Column L) and Column BB (TAXES) value (INR) will be added to the converted values.
Note on K43: gepadmin: 1. If you choose "Full Conversion" then Column BA (AMOUNT) and Column BB (TAXES) BOTH values will be convert based on selected Currency in (Column L). 2. If you choose "Partial Conversion" then Column BA (AMOUNT) only will be converted based on selected currency (Column L) and Column BB (TAXES) value (INR) will be added to the converted values.
Note on K58: gepadmin: 1. If you choose "Full Conversion" then Column BA (AMOUNT) and Column BB (TAXES) BOTH values will be convert based on selected Currency in (Column L). 2. If you choose "Partial Conversion" then Column BA (AMOUNT) only will be converted based on selected currency (Column L) and Column BB (TAXES) value (INR) will be added to the converted values.
Note on K75: gepadmin: 1. If you choose "Full Conversion" then Column BA (AMOUNT) and Column BB (TAXES) BOTH values will be convert based on selected Currency in (Column L). 2. If you choose "Partial Conversion" then Column BA (AMOUNT) only will be converted based on selected currency (Column L) and Column BB (TAXES) value (INR) will be added to the converted values.
Note on K87: gepadmin: 1. If you choose "Full Conversion" then Column BA (AMOUNT) and Column BB (TAXES) BOTH values will be convert based on selected Currency in (Column L). 2. If you choose "Partial Conversion" then Column BA (AMOUNT) only will be converted based on selected currency (Column L) and Column BB (TAXES) value (INR) will be added to the converted values.
Note on K90: gepadmin: 1. If you choose "Full Conversion" then Column BA (AMOUNT) and Column BB (TAXES) BOTH values will be convert based on selected Currency in (Column L). 2. If you choose "Partial Conversion" then Column BA (AMOUNT) only will be converted based on selected currency (Column L) and Column BB (TAXES) value (INR) will be added to the converted values.
Note on K122: gepadmin: 1. If you choose "Full Conversion" then Column BA (AMOUNT) and Column BB (TAXES) BOTH values will be convert based on selected Currency in (Column L). 2. If you choose "Partial Conversion" then Column BA (AMOUNT) only will be converted based on selected currency (Column L) and Column BB (TAXES) value (INR) will be added to the converted values.
Note on K137: gepadmin: 1. If you choose "Full Conversion" then Column BA (AMOUNT) and Column BB (TAXES) BOTH values will be convert based on selected Currency in (Column L). 2. If you choose "Partial Conversion" then Column BA (AMOUNT) only will be converted based on selected currency (Column L) and Column BB (TAXES) value (INR) will be added to the converted values.
Note on K145: gepadmin: 1. If you choose "Full Conversion" then Column BA (AMOUNT) and Column BB (TAXES) BOTH values will be convert based on selected Currency in (Column L). 2. If you choose "Partial Conversion" then Column BA (AMOUNT) only will be converted based on selected currency (Column L) and Column BB (TAXES) value (INR) will be added to the converted values.
Note on K151: gepadmin: 1. If you choose "Full Conversion" then Column BA (AMOUNT) and Column BB (TAXES) BOTH values will be convert based on selected Currency in (Column L). 2. If you choose "Partial Conversion" then Column BA (AMOUNT) only will be converted based on selected currency (Column L) and Column BB (TAXES) value (INR) will be added to the converted values.
Note on K169: gepadmin: 1. If you choose "Full Conversion" then Column BA (AMOUNT) and Column BB (TAXES) BOTH values will be convert based on selected Currency in (Column L). 2. If you choose "Partial Conversion" then Column BA (AMOUNT) only will be converted based on selected currency (Column L) and Column BB (TAXES) value (INR) will be added to the converted values.
Note on K147: gepadmin: 1. If you choose "Full Conversion" then Column BA (AMOUNT) and Column BB (TAXES) BOTH values will be convert based on selected Currency in (Column L). 2. If you choose "Partial Conversion" then Column BA (AMOUNT) only will be converted based on selected currency (Column L) and Column BB (TAXES) value (INR) will be added to the converted values.
Note on K166: gepadmin: 1. If you choose "Full Conversion" then Column BA (AMOUNT) and Column BB (TAXES) BOTH values will be convert based on selected Currency in (Column L). 2. If you choose "Partial Conversion" then Column BA (AMOUNT) only will be converted based on selected currency (Column L) and Column BB (TAXES) value (INR) will be added to the converted values.
Note on K171: gepadmin: 1. If you choose "Full Conversion" then Column BA (AMOUNT) and Column BB (TAXES) BOTH values will be convert based on selected Currency in (Column L). 2. If you choose "Partial Conversion" then Column BA (AMOUNT) only will be converted based on selected currency (Column L) and Column BB (TAXES) value (INR) will be added to the converted values.
Note on K183: gepadmin: 1. If you choose "Full Conversion" then Column BA (AMOUNT) and Column BB (TAXES) BOTH values will be convert based on selected Currency in (Column L). 2. If you choose "Partial Conversion" then Column BA (AMOUNT) only will be converted based on selected currency (Column L) and Column BB (TAXES) value (INR) will be added to the converted values.
Note on K191: gepadmin: 1. If you choose "Full Conversion" then Column BA (AMOUNT) and Column BB (TAXES) BOTH values will be convert based on selected Currency in (Column L). 2. If you choose "Partial Conversion" then Column BA (AMOUNT) only will be converted based on selected currency (Column L) and Column BB (TAXES) value (INR) will be added to the converted values.
Note on K195: gepadmin: 1. If you choose "Full Conversion" then Column BA (AMOUNT) and Column BB (TAXES) BOTH values will be convert based on selected Currency in (Column L). 2. If you choose "Partial Conversion" then Column BA (AMOUNT) only will be converted based on selected currency (Column L) and Column BB (TAXES) value (INR) will be added to the converted values.
Note on K22: gepadmin: 1. If you choose "Full Conversion" then Column BA (AMOUNT) and Column BB (TAXES) BOTH values will be convert based on selected Currency in (Column L). 2. If you choose "Partial Conversion" then Column BA (AMOUNT) only will be converted based on selected currency (Column L) and Column BB (TAXES) value (INR) will be added to the converted values.
Note on K25: gepadmin: 1. If you choose "Full Conversion" then Column BA (AMOUNT) and Column BB (TAXES) BOTH values will be convert based on selected Currency in (Column L). 2. If you choose "Partial Conversion" then Column BA (AMOUNT) only will be converted based on selected currency (Column L) and Column BB (TAXES) value (INR) will be added to the converted values.
Note on K31: gepadmin: 1. If you choose "Full Conversion" then Column BA (AMOUNT) and Column BB (TAXES) BOTH values will be convert based on selected Currency in (Column L). 2. If you choose "Partial Conversion" then Column BA (AMOUNT) only will be converted based on selected currency (Column L) and Column BB (TAXES) value (INR) will be added to the converted values.
Note on K44: gepadmin: 1. If you choose "Full Conversion" then Column BA (AMOUNT) and Column BB (TAXES) BOTH values will be convert based on selected Currency in (Column L). 2. If you choose "Partial Conversion" then Column BA (AMOUNT) only will be converted based on selected currency (Column L) and Column BB (TAXES) value (INR) will be added to the converted values.
Note on K45: gepadmin: 1. If you choose "Full Conversion" then Column BA (AMOUNT) and Column BB (TAXES) BOTH values will be convert based on selected Currency in (Column L). 2. If you choose "Partial Conversion" then Column BA (AMOUNT) only will be converted based on selected currency (Column L) and Column BB (TAXES) value (INR) will be added to the converted values.
Note on K68: gepadmin: 1. If you choose "Full Conversion" then Column BA (AMOUNT) and Column BB (TAXES) BOTH values will be convert based on selected Currency in (Column L). 2. If you choose "Partial Conversion" then Column BA (AMOUNT) only will be converted based on selected currency (Column L) and Column BB (TAXES) value (INR) will be added to the converted values.
Note on K85: gepadmin: 1. If you choose "Full Conversion" then Column BA (AMOUNT) and Column BB (TAXES) BOTH values will be convert based on selected Currency in (Column L). 2. If you choose "Partial Conversion" then Column BA (AMOUNT) only will be converted based on selected currency (Column L) and Column BB (TAXES) value (INR) will be added to the converted values.
Note on K88: gepadmin: 1. If you choose "Full Conversion" then Column BA (AMOUNT) and Column BB (TAXES) BOTH values will be convert based on selected Currency in (Column L). 2. If you choose "Partial Conversion" then Column BA (AMOUNT) only will be converted based on selected currency (Column L) and Column BB (TAXES) value (INR) will be added to the converted values.
Note on K124: gepadmin: 1. If you choose "Full Conversion" then Column BA (AMOUNT) and Column BB (TAXES) BOTH values will be convert based on selected Currency in (Column L). 2. If you choose "Partial Conversion" then Column BA (AMOUNT) only will be converted based on selected currency (Column L) and Column BB (TAXES) value (INR) will be added to the converted values.
Note on K149: gepadmin: 1. If you choose "Full Conversion" then Column BA (AMOUNT) and Column BB (TAXES) BOTH values will be convert based on selected Currency in (Column L). 2. If you choose "Partial Conversion" then Column BA (AMOUNT) only will be converted based on selected currency (Column L) and Column BB (TAXES) value (INR) will be added to the converted values.
Note on K167: gepadmin: 1. If you choose "Full Conversion" then Column BA (AMOUNT) and Column BB (TAXES) BOTH values will be convert based on selected Currency in (Column L). 2. If you choose "Partial Conversion" then Column BA (AMOUNT) only will be converted based on selected currency (Column L) and Column BB (TAXES) value (INR) will be added to the converted values.
Note on K173: gepadmin: 1. If you choose "Full Conversion" then Column BA (AMOUNT) and Column BB (TAXES) BOTH values will be convert based on selected Currency in (Column L). 2. If you choose "Partial Conversion" then Column BA (AMOUNT) only will be converted based on selected currency (Column L) and Column BB (TAXES) value (INR) will be added to the converted values.
Note on K194: gepadmin: 1. If you choose "Full Conversion" then Column BA (AMOUNT) and Column BB (TAXES) BOTH values will be convert based on selected Currency in (Column L). 2. If you choose "Partial Conversion" then Column BA (AMOUNT) only will be converted based on selected currency (Column L) and Column BB (TAXES) value (INR) will be added to the converted values.
Note on K184: gepadmin: 1. If you choose "Full Conversion" then Column BA (AMOUNT) and Column BB (TAXES) BOTH values will be convert based on selected Currency in (Column L). 2. If you choose "Partial Conversion" then Column BA (AMOUNT) only will be converted based on selected currency (Column L) and Column BB (TAXES) value (INR) will be added to the converted values.
Note on K146: gepadmin: 1. If you choose "Full Conversion" then Column BA (AMOUNT) and Column BB (TAXES) BOTH values will be convert based on selected Currency in (Column L). 2. If you choose "Partial Conversion" then Column BA (AMOUNT) only will be converted based on selected currency (Column L) and Column BB (TAXES) value (INR) will be added to the converted values.
Note on K24: gepadmin: 1. If you choose "Full Conversion" then Column BA (AMOUNT) and Column BB (TAXES) BOTH values will be convert based on selected Currency in (Column L). 2. If you choose "Partial Conversion" then Column BA (AMOUNT) only will be converted based on selected currency (Column L) and Column BB (TAXES) value (INR) will be added to the converted values.
Note on K23: gepadmin: 1. If you choose "Full Conversion" then Column BA (AMOUNT) and Column BB (TAXES) BOTH values will be convert based on selected Currency in (Column L). 2. If you choose "Partial Conversion" then Column BA (AMOUNT) only will be converted based on selected currency (Column L) and Column BB (TAXES) value (INR) will be added to the converted values.
Note on K142: gepadmin: 1. If you choose "Full Conversion" then Column BA (AMOUNT) and Column BB (TAXES) BOTH values will be convert based on selected Currency in (Column L). 2. If you choose "Partial Conversion" then Column BA (AMOUNT) only will be converted based on selected currency (Column L) and Column BB (TAXES) value (INR) will be added to the converted values.
Note on K53: gepadmin: 1. If you choose "Full Conversion" then Column BA (AMOUNT) and Column BB (TAXES) BOTH values will be convert based on selected Currency in (Column L). 2. If you choose "Partial Conversion" then Column BA (AMOUNT) only will be converted based on selected currency (Column L) and Column BB (TAXES) value (INR) will be added to the converted values.
Note on K59: gepadmin: 1. If you choose "Full Conversion" then Column BA (AMOUNT) and Column BB (TAXES) BOTH values will be convert based on selected Currency in (Column L). 2. If you choose "Partial Conversion" then Column BA (AMOUNT) only will be converted based on selected currency (Column L) and Column BB (TAXES) value (INR) will be added to the converted values.
Note on K71: gepadmin: 1. If you choose "Full Conversion" then Column BA (AMOUNT) and Column BB (TAXES) BOTH values will be convert based on selected Currency in (Column L). 2. If you choose "Partial Conversion" then Column BA (AMOUNT) only will be converted based on selected currency (Column L) and Column BB (TAXES) value (INR) will be added to the converted values.
Note on K144: gepadmin: 1. If you choose "Full Conversion" then Column BA (AMOUNT) and Column BB (TAXES) BOTH values will be convert based on selected Currency in (Column L). 2. If you choose "Partial Conversion" then Column BA (AMOUNT) only will be converted based on selected currency (Column L) and Column BB (TAXES) value (INR) will be added to the converted values.
Note on K148: gepadmin: 1. If you choose "Full Conversion" then Column BA (AMOUNT) and Column BB (TAXES) BOTH values will be convert based on selected Currency in (Column L). 2. If you choose "Partial Conversion" then Column BA (AMOUNT) only will be converted based on selected currency (Column L) and Column BB (TAXES) value (INR) will be added to the converted values.
Note on K158: gepadmin: 1. If you choose "Full Conversion" then Column BA (AMOUNT) and Column BB (TAXES) BOTH values will be convert based on selected Currency in (Column L). 2. If you choose "Partial Conversion" then Column BA (AMOUNT) only will be converted based on selected currency (Column L) and Column BB (TAXES) value (INR) will be added to the converted values.
Note on K168: gepadmin: 1. If you choose "Full Conversion" then Column BA (AMOUNT) and Column BB (TAXES) BOTH values will be convert based on selected Currency in (Column L). 2. If you choose "Partial Conversion" then Column BA (AMOUNT) only will be converted based on selected currency (Column L) and Column BB (TAXES) value (INR) will be added to the converted values.
Note on K172: gepadmin: 1. If you choose "Full Conversion" then Column BA (AMOUNT) and Column BB (TAXES) BOTH values will be convert based on selected Currency in (Column L). 2. If you choose "Partial Conversion" then Column BA (AMOUNT) only will be converted based on selected currency (Column L) and Column BB (TAXES) value (INR) will be added to the converted values.
Note on K192: gepadmin: 1. If you choose "Full Conversion" then Column BA (AMOUNT) and Column BB (TAXES) BOTH values will be convert based on selected Currency in (Column L). 2. If you choose "Partial Conversion" then Column BA (AMOUNT) only will be converted based on selected currency (Column L) and Column BB (TAXES) value (INR) will be added to the converted values.
Note on K197: gepadmin: 1. If you choose "Full Conversion" then Column BA (AMOUNT) and Column BB (TAXES) BOTH values will be convert based on selected Currency in (Column L). 2. If you choose "Partial Conversion" then Column BA (AMOUNT) only will be converted based on selected currency (Column L) and Column BB (TAXES) value (INR) will be added to the converted values.
Note on K14: gepadmin: 1. If you choose "Full Conversion" then Column BA (AMOUNT) and Column BB (TAXES) BOTH values will be convert based on selected Currency in (Column L). 2. If you choose "Partial Conversion" then Column BA (AMOUNT) only will be converted based on selected currency (Column L) and Column BB (TAXES) value (INR) will be added to the converted values.
Note on K16: gepadmin: 1. If you choose "Full Conversion" then Column BA (AMOUNT) and Column BB (TAXES) BOTH values will be convert based on selected Currency in (Column L). 2. If you choose "Partial Conversion" then Column BA (AMOUNT) only will be converted based on selected currency (Column L) and Column BB (TAXES) value (INR) will be added to the converted values.
Note on K20: gepadmin: 1. If you choose "Full Conversion" then Column BA (AMOUNT) and Column BB (TAXES) BOTH values will be convert based on selected Currency in (Column L). 2. If you choose "Partial Conversion" then Column BA (AMOUNT) only will be converted based on selected currency (Column L) and Column BB (TAXES) value (INR) will be added to the converted values.
Note on K51: gepadmin: 1. If you choose "Full Conversion" then Column BA (AMOUNT) and Column BB (TAXES) BOTH values will be convert based on selected Currency in (Column L). 2. If you choose "Partial Conversion" then Column BA (AMOUNT) only will be converted based on selected currency (Column L) and Column BB (TAXES) value (INR) will be added to the converted values.
Note on K79: gepadmin: 1. If you choose "Full Conversion" then Column BA (AMOUNT) and Column BB (TAXES) BOTH values will be convert based on selected Currency in (Column L). 2. If you choose "Partial Conversion" then Column BA (AMOUNT) only will be converted based on selected currency (Column L) and Column BB (TAXES) value (INR) will be added to the converted values.
Note on K80: gepadmin: 1. If you choose "Full Conversion" then Column BA (AMOUNT) and Column BB (TAXES) BOTH values will be convert based on selected Currency in (Column L). 2. If you choose "Partial Conversion" then Column BA (AMOUNT) only will be converted based on selected currency (Column L) and Column BB (TAXES) value (INR) will be added to the converted values.
Note on K83: gepadmin: 1. If you choose "Full Conversion" then Column BA (AMOUNT) and Column BB (TAXES) BOTH values will be convert based on selected Currency in (Column L). 2. If you choose "Partial Conversion" then Column BA (AMOUNT) only will be converted based on selected currency (Column L) and Column BB (TAXES) value (INR) will be added to the converted values.
Note on K84: gepadmin: 1. If you choose "Full Conversion" then Column BA (AMOUNT) and Column BB (TAXES) BOTH values will be convert based on selected Currency in (Column L). 2. If you choose "Partial Conversion" then Column BA (AMOUNT) only will be converted based on selected currency (Column L) and Column BB (TAXES) value (INR) will be added to the converted values.
Note on K94: gepadmin: 1. If you choose "Full Conversion" then Column BA (AMOUNT) and Column BB (TAXES) BOTH values will be convert based on selected Currency in (Column L). 2. If you choose "Partial Conversion" then Column BA (AMOUNT) only will be converted based on selected currency (Column L) and Column BB (TAXES) value (INR) will be added to the converted values.
Note on K95: gepadmin: 1. If you choose "Full Conversion" then Column BA (AMOUNT) and Column BB (TAXES) BOTH values will be convert based on selected Currency in (Column L). 2. If you choose "Partial Conversion" then Column BA (AMOUNT) only will be converted based on selected currency (Column L) and Column BB (TAXES) value (INR) will be added to the converted values.
Note on K96: gepadmin: 1. If you choose "Full Conversion" then Column BA (AMOUNT) and Column BB (TAXES) BOTH values will be convert based on selected Currency in (Column L). 2. If you choose "Partial Conversion" then Column BA (AMOUNT) only will be converted based on selected currency (Column L) and Column BB (TAXES) value (INR) will be added to the converted values.
Note on K97: gepadmin: 1. If you choose "Full Conversion" then Column BA (AMOUNT) and Column BB (TAXES) BOTH values will be convert based on selected Currency in (Column L). 2. If you choose "Partial Conversion" then Column BA (AMOUNT) only will be converted based on selected currency (Column L) and Column BB (TAXES) value (INR) will be added to the converted values.
Note on K98: gepadmin: 1. If you choose "Full Conversion" then Column BA (AMOUNT) and Column BB (TAXES) BOTH values will be convert based on selected Currency in (Column L). 2. If you choose "Partial Conversion" then Column BA (AMOUNT) only will be converted based on selected currency (Column L) and Column BB (TAXES) value (INR) will be added to the converted values.
Note on K99: gepadmin: 1. If you choose "Full Conversion" then Column BA (AMOUNT) and Column BB (TAXES) BOTH values will be convert based on selected Currency in (Column L). 2. If you choose "Partial Conversion" then Column BA (AMOUNT) only will be converted based on selected currency (Column L) and Column BB (TAXES) value (INR) will be added to the converted values.
Note on K102: gepadmin: 1. If you choose "Full Conversion" then Column BA (AMOUNT) and Column BB (TAXES) BOTH values will be convert based on selected Currency in (Column L). 2. If you choose "Partial Conversion" then Column BA (AMOUNT) only will be converted based on selected currency (Column L) and Column BB (TAXES) value (INR) will be added to the converted values.
Note on K104: gepadmin: 1. If you choose "Full Conversion" then Column BA (AMOUNT) and Column BB (TAXES) BOTH values will be convert based on selected Currency in (Column L). 2. If you choose "Partial Conversion" then Column BA (AMOUNT) only will be converted based on selected currency (Column L) and Column BB (TAXES) value (INR) will be added to the converted values.
Note on K105: gepadmin: 1. If you choose "Full Conversion" then Column BA (AMOUNT) and Column BB (TAXES) BOTH values will be convert based on selected Currency in (Column L). 2. If you choose "Partial Conversion" then Column BA (AMOUNT) only will be converted based on selected currency (Column L) and Column BB (TAXES) value (INR) will be added to the converted values.
Note on K106: gepadmin: 1. If you choose "Full Conversion" then Column BA (AMOUNT) and Column BB (TAXES) BOTH values will be convert based on selected Currency in (Column L). 2. If you choose "Partial Conversion" then Column BA (AMOUNT) only will be converted based on selected currency (Column L) and Column BB (TAXES) value (INR) will be added to the converted values.
Note on K108: gepadmin: 1. If you choose "Full Conversion" then Column BA (AMOUNT) and Column BB (TAXES) BOTH values will be convert based on selected Currency in (Column L). 2. If you choose "Partial Conversion" then Column BA (AMOUNT) only will be converted based on selected currency (Column L) and Column BB (TAXES) value (INR) will be added to the converted values.
Note on K109: gepadmin: 1. If you choose "Full Conversion" then Column BA (AMOUNT) and Column BB (TAXES) BOTH values will be convert based on selected Currency in (Column L). 2. If you choose "Partial Conversion" then Column BA (AMOUNT) only will be converted based on selected currency (Column L) and Column BB (TAXES) value (INR) will be added to the converted values.
Note on K110: gepadmin: 1. If you choose "Full Conversion" then Column BA (AMOUNT) and Column BB (TAXES) BOTH values will be convert based on selected Currency in (Column L). 2. If you choose "Partial Conversion" then Column BA (AMOUNT) only will be converted based on selected currency (Column L) and Column BB (TAXES) value (INR) will be added to the converted values.
Note on K112: gepadmin: 1. If you choose "Full Conversion" then Column BA (AMOUNT) and Column BB (TAXES) BOTH values will be convert based on selected Currency in (Column L). 2. If you choose "Partial Conversion" then Column BA (AMOUNT) only will be converted based on selected currency (Column L) and Column BB (TAXES) value (INR) will be added to the converted values.
Note on K113: gepadmin: 1. If you choose "Full Conversion" then Column BA (AMOUNT) and Column BB (TAXES) BOTH values will be convert based on selected Currency in (Column L). 2. If you choose "Partial Conversion" then Column BA (AMOUNT) only will be converted based on selected currency (Column L) and Column BB (TAXES) value (INR) will be added to the converted values.
Note on K114: gepadmin: 1. If you choose "Full Conversion" then Column BA (AMOUNT) and Column BB (TAXES) BOTH values will be convert based on selected Currency in (Column L). 2. If you choose "Partial Conversion" then Column BA (AMOUNT) only will be converted based on selected currency (Column L) and Column BB (TAXES) value (INR) will be added to the converted values.
Note on K116: gepadmin: 1. If you choose "Full Conversion" then Column BA (AMOUNT) and Column BB (TAXES) BOTH values will be convert based on selected Currency in (Column L). 2. If you choose "Partial Conversion" then Column BA (AMOUNT) only will be converted based on selected currency (Column L) and Column BB (TAXES) value (INR) will be added to the converted values.
Note on K117: gepadmin: 1. If you choose "Full Conversion" then Column BA (AMOUNT) and Column BB (TAXES) BOTH values will be convert based on selected Currency in (Column L). 2. If you choose "Partial Conversion" then Column BA (AMOUNT) only will be converted based on selected currency (Column L) and Column BB (TAXES) value (INR) will be added to the converted values.
Note on K119: gepadmin: 1. If you choose "Full Conversion" then Column BA (AMOUNT) and Column BB (TAXES) BOTH values will be convert based on selected Currency in (Column L). 2. If you choose "Partial Conversion" then Column BA (AMOUNT) only will be converted based on selected currency (Column L) and Column BB (TAXES) value (INR) will be added to the converted values.
Note on K120: gepadmin: 1. If you choose "Full Conversion" then Column BA (AMOUNT) and Column BB (TAXES) BOTH values will be convert based on selected Currency in (Column L). 2. If you choose "Partial Conversion" then Column BA (AMOUNT) only will be converted based on selected currency (Column L) and Column BB (TAXES) value (INR) will be added to the converted values.
Note on K121: gepadmin: 1. If you choose "Full Conversion" then Column BA (AMOUNT) and Column BB (TAXES) BOTH values will be convert based on selected Currency in (Column L). 2. If you choose "Partial Conversion" then Column BA (AMOUNT) only will be converted based on selected currency (Column L) and Column BB (TAXES) value (INR) will be added to the converted values.
Note on K126: gepadmin: 1. If you choose "Full Conversion" then Column BA (AMOUNT) and Column BB (TAXES) BOTH values will be convert based on selected Currency in (Column L). 2. If you choose "Partial Conversion" then Column BA (AMOUNT) only will be converted based on selected currency (Column L) and Column BB (TAXES) value (INR) will be added to the converted values.
Note on K127: gepadmin: 1. If you choose "Full Conversion" then Column BA (AMOUNT) and Column BB (TAXES) BOTH values will be convert based on selected Currency in (Column L). 2. If you choose "Partial Conversion" then Column BA (AMOUNT) only will be converted based on selected currency (Column L) and Column BB (TAXES) value (INR) will be added to the converted values.
Note on K129: gepadmin: 1. If you choose "Full Conversion" then Column BA (AMOUNT) and Column BB (TAXES) BOTH values will be convert based on selected Currency in (Column L). 2. If you choose "Partial Conversion" then Column BA (AMOUNT) only will be converted based on selected currency (Column L) and Column BB (TAXES) value (INR) will be added to the converted values.
Note on K130: gepadmin: 1. If you choose "Full Conversion" then Column BA (AMOUNT) and Column BB (TAXES) BOTH values will be convert based on selected Currency in (Column L). 2. If you choose "Partial Conversion" then Column BA (AMOUNT) only will be converted based on selected currency (Column L) and Column BB (TAXES) value (INR) will be added to the converted values.
Note on K131: gepadmin: 1. If you choose "Full Conversion" then Column BA (AMOUNT) and Column BB (TAXES) BOTH values will be convert based on selected Currency in (Column L). 2. If you choose "Partial Conversion" then Column BA (AMOUNT) only will be converted based on selected currency (Column L) and Column BB (TAXES) value (INR) will be added to the converted values.
Note on K152: gepadmin: 1. If you choose "Full Conversion" then Column BA (AMOUNT) and Column BB (TAXES) BOTH values will be convert based on selected Currency in (Column L). 2. If you choose "Partial Conversion" then Column BA (AMOUNT) only will be converted based on selected currency (Column L) and Column BB (TAXES) value (INR) will be added to the converted values.
Note on K153: gepadmin: 1. If you choose "Full Conversion" then Column BA (AMOUNT) and Column BB (TAXES) BOTH values will be convert based on selected Currency in (Column L). 2. If you choose "Partial Conversion" then Column BA (AMOUNT) only will be converted based on selected currency (Column L) and Column BB (TAXES) value (INR) will be added to the converted values.
Note on K155: gepadmin: 1. If you choose "Full Conversion" then Column BA (AMOUNT) and Column BB (TAXES) BOTH values will be convert based on selected Currency in (Column L). 2. If you choose "Partial Conversion" then Column BA (AMOUNT) only will be converted based on selected currency (Column L) and Column BB (TAXES) value (INR) will be added to the converted values.
Note on K156: gepadmin: 1. If you choose "Full Conversion" then Column BA (AMOUNT) and Column BB (TAXES) BOTH values will be convert based on selected Currency in (Column L). 2. If you choose "Partial Conversion" then Column BA (AMOUNT) only will be converted based on selected currency (Column L) and Column BB (TAXES) value (INR) will be added to the converted values.
Note on K157: gepadmin: 1. If you choose "Full Conversion" then Column BA (AMOUNT) and Column BB (TAXES) BOTH values will be convert based on selected Currency in (Column L). 2. If you choose "Partial Conversion" then Column BA (AMOUNT) only will be converted based on selected currency (Column L) and Column BB (TAXES) value (INR) will be added to the converted values.
Note on K132: gepadmin: 1. If you choose "Full Conversion" then Column BA (AMOUNT) and Column BB (TAXES) BOTH values will be convert based on selected Currency in (Column L). 2. If you choose "Partial Conversion" then Column BA (AMOUNT) only will be converted based on selected currency (Column L) and Column BB (TAXES) value (INR) will be added to the converted values.
Note on K17: gepadmin: 1. If you choose "Full Conversion" then Column BA (AMOUNT) and Column BB (TAXES) BOTH values will be convert based on selected Currency in (Column L). 2. If you choose "Partial Conversion" then Column BA (AMOUNT) only will be converted based on selected currency (Column L) and Column BB (TAXES) value (INR) will be added to the converted values.
Note on K18: gepadmin: 1. If you choose "Full Conversion" then Column BA (AMOUNT) and Column BB (TAXES) BOTH values will be convert based on selected Currency in (Column L). 2. If you choose "Partial Conversion" then Column BA (AMOUNT) only will be converted based on selected currency (Column L) and Column BB (TAXES) value (INR) will be added to the converted values.
Note on K123: gepadmin: 1. If you choose "Full Conversion" then Column BA (AMOUNT) and Column BB (TAXES) BOTH values will be convert based on selected Currency in (Column L). 2. If you choose "Partial Conversion" then Column BA (AMOUNT) only will be converted based on selected currency (Column L) and Column BB (TAXES) value (INR) will be added to the converted values.
Note on K217: gepadmin: 1. If you choose "Full Conversion" then Column BA (AMOUNT) and Column BB (TAXES) BOTH values will be convert based on selected Currency in (Column L). 2. If you choose "Partial Conversion" then Column BA (AMOUNT) only will be converted based on selected currency (Column L) and Column BB (TAXES) value (INR) will be added to the converted values.
Note on K218: gepadmin: 1. If you choose "Full Conversion" then Column BA (AMOUNT) and Column BB (TAXES) BOTH values will be convert based on selected Currency in (Column L). 2. If you choose "Partial Conversion" then Column BA (AMOUNT) only will be converted based on selected currency (Column L) and Column BB (TAXES) value (INR) will be added to the converted values.
Note on K225: gepadmin: 1. If you choose "Full Conversion" then Column BA (AMOUNT) and Column BB (TAXES) BOTH values will be convert based on selected Currency in (Column L). 2. If you choose "Partial Conversion" then Column BA (AMOUNT) only will be converted based on selected currency (Column L) and Column BB (TAXES) value (INR) will be added to the converted values.
Note on K226: gepadmin: 1. If you choose "Full Conversion" then Column BA (AMOUNT) and Column BB (TAXES) BOTH values will be convert based on selected Currency in (Column L). 2. If you choose "Partial Conversion" then Column BA (AMOUNT) only will be converted based on selected currency (Column L) and Column BB (TAXES) value (INR) will be added to the converted values.
Note on K228: gepadmin: 1. If you choose "Full Conversion" then Column BA (AMOUNT) and Column BB (TAXES) BOTH values will be convert based on selected Currency in (Column L). 2. If you choose "Partial Conversion" then Column BA (AMOUNT) only will be converted based on selected currency (Column L) and Column BB (TAXES) value (INR) will be added to the converted values.
Note on K229: gepadmin: 1. If you choose "Full Conversion" then Column BA (AMOUNT) and Column BB (TAXES) BOTH values will be convert based on selected Currency in (Column L). 2. If you choose "Partial Conversion" then Column BA (AMOUNT) only will be converted based on selected currency (Column L) and Column BB (TAXES) value (INR) will be added to the converted values.
Note on K176: gepadmin: 1. If you choose "Full Conversion" then Column BA (AMOUNT) and Column BB (TAXES) BOTH values will be convert based on selected Currency in (Column L). 2. If you choose "Partial Conversion" then Column BA (AMOUNT) only will be converted based on selected currency (Column L) and Column BB (TAXES) value (INR) will be added to the converted values.
Note on K177: gepadmin: 1. If you choose "Full Conversion" then Column BA (AMOUNT) and Column BB (TAXES) BOTH values will be convert based on selected Currency in (Column L). 2. If you choose "Partial Conversion" then Column BA (AMOUNT) only will be converted based on selected currency (Column L) and Column BB (TAXES) value (INR) will be added to the converted values.

## Macros
Please Enable Macros to View BoQ information