## BoQ1 (hidden)
Percentage BoQ
BoQ_Ver3.0 | Percentage | Normal | INR Only | INR
Select, At Par, Excess (+), Less (-) |  | IOCL
Tender Inviting Authority: TheAdditional Chief Engineer, W.B.P.H&.I.D.Corpn. Ltd.
Name of Work: Renovation and up-gradation of Bagmari Police Housing Estate, Kolkata Police.
Contract No: WBPHIDCL/ACE/NIT- 109(e)/2018-2019 (1st Call) For Sl. No. 1
Bidder Name :
PRICE SCHEDULE (This BOQ template must not be modified/replaced by the bidder and the same should be uploaded after filling the relevent columns, else the bidder is liable to be rejected for this tender. Bidders are allowed to enter the Bidder Name and Values only )
NUMBER # | TEXT # | TEXT # | NUMBER # | TEXT # | NUMBER | NUMBER | TEXT | TEXT # | NUMBER # | TEXT# | TEXT # | NUMBER # | NUMBER | NUMBER | NUMBER | NUMBER | TEXT | TEXT | NUMBER | NUMBER | NUMBER | NUMBER | TEXT | TEXT | NUMBER | NUMBER | NUMBER | NUMBER | TEXT | TEXT | NUMBER | NUMBER | NUMBER | NUMBER | TEXT | TEXT | NUMBER | NUMBER | NUMBER | NUMBER | TEXT | TEXT | NUMBER | NUMBER | NUMBER # | NUMBER # | TEXT | TEXT | NUMBER # | NUMBER # | DATE | NUMBER # | NUMBER # | TEXT #
Sl. No. | Item Description | Item Code / Make | Quantity | Units | Estimated Rate |  |  | Addition / Deduction | Addition / Deduction Values | Currency Convertion against each Item | Quoted Currency in INR / Other Currency | BASIC RATE In Figures To be entered by the Bidder Rs. P | Excise Duty | VAT | Freight Charges ( Unloading & Stacking) | Any Other Taxes/Duties/Levies |  |  | Other Taxes 2 | IIIrd Party i.e DGS&D / RITES etc Inspection Charges @0.34%+Service Tax | Less for Cenvat Credit,if any respect of Supplies Under full Excise Duty Category | [30 empty] | TOTAL AMOUNT With Taxes | TOTAL AMOUNT With Taxes | TOTAL AMOUNT In Words
1 | 2 | 3 | 4 | 5 | 6 | 7 | 8 | 9 | 10 | 11 | 12 | 13 | 14 | 15 | 16 | 17 | 18 | 19 | 20 | 21 | 22 | 23 | 24 | 25 | 26 | 27 | 28 | 29 | 30 | 31 | 32 | 33 | 34 | 35 | 36 | 37 | 38 | 39 | 40 | 41 | 42 | 43 | 44 | 45 | 46 | 47 | 48 | 49 | 50 | 51 | 52 | 53 | 54 | 55
1 | Civil works | BI01010001010000000000000515BI0100001112 | [54 empty] | 1 | Construction of chamber for 100mm sluices valve | item1 | 10 | 1 Nos
2 | Dismantling all types of plain cement concrete works stacking serviceable materials at site and removing rubbish as directed within a lead of 75 m. Upto 150 mm thick a). In ground floor including roof. | BI01010001010000000000000515BI0100001113 | 11 | Cu.M. | 1062.2 |  |  | Excess(+) | 1 | Full Conversion | INR | [40 empty] | 11684.2 | 11684.2 | INR Eleven Thousand Six Hundred & Eighty Four and Paise Twenty Only | 939 | 1062.2 |  | 2 | Construction of chamber for 100mm sluices valve | item3 | 10 | Nos
3 | Dismantling all types of masonry excepting cement concrete plain or reinforced, stacking serviceable materials at site and removing rubbish as directed within a lead of 75 m. a). In ground floor including roof. | BI01010001010000000000000515BI0100001114 | 4.8 | Cu.M. | 505.65 |  |  | Excess(+) | 1 | Full Conversion | INR | [40 empty] | 2427.12 | 2427.12 | INR Two Thousand Four Hundred & Twenty Seven and Paise Twelve Only | 447 | 505.65 |  | 2 | Construction of chamber for 100mm sluices valve | item3 | 10 | Nos
4 | Dismantling all types of masonry excepting cement concrete plain or reinforced, stacking serviceable materials at site and removing rubbish as directed within a lead of 75 m. b). In 1st Floor | BI01010001010000000000000515BI0100001115 | 3.2 | Cu.M. | 562.21 |  |  | Excess(+) | 1 | Full Conversion | INR | [40 empty] | 1799.07 | 1799.07 | INR Two Thousand One Hundred & Forty Five and Paise Sixty Only | 497 | 562.21 |  | 2 | Construction of chamber for 100mm sluices valve | item3 | 10 | Nos
5 | Dismantling all types of masonry excepting cement concrete plain or reinforced, stacking serviceable materials at site and removing rubbish as directed within a lead of 75 m. c). In 2nd Floor | BI01010001010000000000000515BI0100001116 | 3.5 | Cu.M. | 618.77 |  |  | Excess(+) | 1 | Full Conversion | INR | [40 empty] | 2165.7 | 2165.7 | INR Two Thousand One Hundred & Forty Five and Paise Sixty Only | 547 | 618.77 |  | 2 | Construction of chamber for 100mm sluices valve | item3 | 10 | Nos
6 | Dismantling all types of masonry excepting cement concrete plain or reinforced, stacking serviceable materials at site and removing rubbish as directed within a lead of 75 m. d). In 3rd Floor | BI01010001010000000000000515BI0100001117 | 3.5 | Cu.M. | 675.33 |  |  | Excess(+) | 1 | Full Conversion | INR | [40 empty] | 2363.66 | 2363.66 | INR Two Thousand One Hundred & Forty Five and Paise Sixty Only | 597 | 675.33 |  | 2 | Construction of chamber for 100mm sluices valve | item3 | 10 | Nos
7 | Dismantling all types of masonry excepting cement concrete plain or reinforced, stacking serviceable materials at site and removing rubbish as directed within a lead of 75 m. e). In 4th Floor | BI01010001010000000000000515BI0100001118 | 4.3 | Cu.M. | 731.89 |  |  | Excess(+) | 1 | Full Conversion | INR | [40 empty] | 3147.13 | 3147.13 | INR Two Thousand One Hundred & Forty Five and Paise Sixty Only | 647 | 731.89 |  | 2 | Construction of chamber for 100mm sluices valve | item3 | 10 | Nos
8 | Dismantling R.C. floor, roof, beams etc. including cutting rods and removing rubbish as directed within a lead of 75 m. including stacking of steel bars. a). In ground floor including roof. | BI01010001010000000000000515BI0100001119 | 5 | Cu.M. | 2212.63 |  |  | Excess(+) | 1 | Full Conversion | INR | [40 empty] | 11063.15 | 11063.15 | INR Eleven Thousand &Sixty Three and Paise Fifteen Only | 1956 | 2212.63 |  | 2 | Construction of chamber for 100mm sluices valve | item3 | 10 | Nos
9 | Dismantling R.C. floor, roof, beams etc. including cutting rods and removing rubbish as directed within a lead of 75 m. including stacking of steel bars. b). In 1st Floor | BI01010001010000000000000515BI0100001120 | 4.5 | Cu.M. | 2269.19 |  |  | Excess(+) | 1 | Full Conversion | INR | [40 empty] | 10211.36 | 10211.36 | INR Two Thousand One Hundred & Forty Five and Paise Sixty Only | 2006 | 2269.19 |  | 2 | Construction of chamber for 100mm sluices valve | item3 | 10 | Nos
10 | Dismantling R.C. floor, roof, beams etc. including cutting rods and removing rubbish as directed within a lead of 75 m. including stacking of steel bars. c). In 2nd Floor | BI01010001010000000000000515BI0100001121 | 4.35 | Cu.M. | 2325.75 |  |  | Excess(+) | 1 | Full Conversion | INR | [40 empty] | 10117.01 | 10117.01 | INR Two Thousand One Hundred & Forty Five and Paise Sixty Only | 2056 | 2325.75 |  | 2 | Construction of chamber for 100mm sluices valve | item3 | 10 | Nos
11 | Dismantling R.C. floor, roof, beams etc. including cutting rods and removing rubbish as directed within a lead of 75 m. including stacking of steel bars. d). In 3rd Floor | BI01010001010000000000000515BI0100001122 | 4.6 | Cu.M. | 2382.31 |  |  | Excess(+) | 1 | Full Conversion | INR | [40 empty] | 10958.63 | 10958.63 | INR Two Thousand One Hundred & Forty Five and Paise Sixty Only | 2106 | 2382.31 |  | 2 | Construction of chamber for 100mm sluices valve | item3 | 10 | Nos
12 | Dismantling R.C. floor, roof, beams etc. including cutting rods and removing rubbish as directed within a lead of 75 m. including stacking of steel bars. e). In 4th Floor | BI01010001010000000000000515BI0100001123 | 6 | Cu.M. | 2438.87 |  |  | Excess(+) | 1 | Full Conversion | INR | [40 empty] | 14633.22 | 14633.22 | INR Two Thousand One Hundred & Forty Five and Paise Sixty Only | 2156 | 2438.87 |  | 2 | Construction of chamber for 100mm sluices valve | item3 | 10 | Nos
13 | Taking out old damaged tarfelt from the roof, parapet etc. preparing the roof surfaces by removing all spoils, blisters, moss etc. from the working site and disposal of the same beyond the compound and cleaning the site in all respect as per direction of Engineer-in-Charge | BI01010001010000000000000515BI0100001124 | 485.782 | Sq.M. | 13.57 |  |  | Excess(+) | 1 | Full Conversion | INR | [40 empty] | 6592.06 | 6592.06 | INR Six Thousand Five Hundred & Ninety Two and Paise Six Only | 12 | 13.57 |  | 2 | Construction of chamber for 100mm sluices valve | item3 | 10 | Nos
14 | Stripping off worn out plaster and raking out joints of walls, celings etc. upto any height and in any floor including removing rubbish within a lead of 75m as directed. | BI01010001010000000000000515BI0100001125 | 7741.75 | Sq.M. | 21.49 |  |  | Excess(+) | 1 | Full Conversion | INR | [40 empty] | 166370.21 | 166370.21 | INR One Lakh Sixty Six Thousand Three Hundred & Seventy and Paise Twenty One Only | 19 | 21.49 |  | 2 | Construction of chamber for 100mm sluices valve | item3 | 10 | Nos
15 | Removal of rubbish,earth etc. from the working site and disposal of the same beyond the compound, in conformity with the Municipal / Corporation Rules for such disposal, loading into truck and cleaning the site in all respect as per direction of Engineer in charge | BI01010001010000000000000515BI0100001126 | 640.835 | Cu.M. | 187.78 |  |  | Excess(+) | 1 | Full Conversion | INR | [40 empty] | 120336 | 120336 | INR One Lakh Twenty Thousand Three Hundred & Thirty Six Only | 166 | 187.78 |  | 2 | Construction of chamber for 100mm sluices valve | item3 | 10 | Nos
16 | Uprooting and removing plants from the surface of walls parapet etc and making good damages. (Repairing of damages to be paid separately). Medium size plant of girth of exposed stem above 75 mm. but not exceeding 150 mm. lift upto 6 mtr. | BI01010001010000000000000515BI0100001127 | 45 | Each | 67.87 |  |  | Excess(+) | 1 | Full Conversion | INR | [40 empty] | 3054.15 | 3054.15 | INR Three Thousand &Fifty Four and Paise Fifteen Only | 60 | 67.87 |  | 2 | Construction of chamber for 100mm sluices valve | item3 | 10 | Nos
17 | Welding in M.S. structural work with gas or electric Tack weld | BI01010001010000000000000515BI0100001128 | 4590 | Cm run | 10.18 |  |  | Excess(+) | 1 | Full Conversion | INR | [40 empty] | 46726.2 | 46726.2 | INR Forty Six Thousand Seven Hundred & Twenty Six and Paise Twenty Only | 9 | 10.18 |  | 2 | Construction of chamber for 100mm sluices valve | item3 | 10 | Nos
18 | Taking out heavy iron grated door or window (jail pattern or existing) with locking arrangement after cutting out from walls and refixing the same including mending all damages.[Mending charges to be paid separately] | BI01010001010000000000000515BI0100001129 | 20 | Sq.M. | 256.78 |  |  | Excess(+) | 1 | Full Conversion | INR | [40 empty] | 5135.6 | 5135.6 | INR Five Thousand One Hundred & Thirty Five and Paise Sixty Only | 227 | 256.78 |  | 2 | Construction of chamber for 100mm sluices valve | item3 | 10 | Nos
19 | Reparing collapsible gate by cutting out all rivets as necessary reassambling all members including welding pieces of channels, sraightening bent bars and rivetting with new rivets and fitting in position and painting two coats. | BI01010001010000000000000515BI0100001130 | 40 | Sq.M. | 428.72 |  |  | Excess(+) | 1 | Full Conversion | INR | [40 empty] | 17148.8 | 17148.8 | INR Seventeen Thousand One Hundred & Forty Eight and Paise Eighty Only | 379 | 428.72 |  | 3 | Supplying, Conveying and fixing spls. Including ea | item4 | 10 | Nos
20 | Easing and oiling, cleaning collapsible gate and repairing to locking arrangements | BI01010001010000000000000515BI0100001131 | 40 | Sq.M. | 19.23 |  |  | Excess(+) | 1 | Full Conversion | INR | [40 empty] | 769.2 | 769.2 | INR Seven Hundred & Sixty Nine and Paise Twenty Only | 17 | 19.23
21 | Taking out M.S. or W.I. Grills from wooden frame including cutting lugs from masonry wall and refitting the same and mending good damages after repairs. (Excluding the cost of necessary repair of damages) or doing any other necessary works. | BI01010001010000000000000515BI0100001132 | 160 | Each | 111.99 |  |  | Excess(+) | 1 | Full Conversion | INR | [40 empty] | 17918.4 | 17918.4 | INR Seventeen Thousand Nine Hundred & Eighteen and Paise Forty Only | 99 | 111.99
22 | Scraping of moss, blisters etc.thoroughly from exterior surface of walls necessitating the use of scraper, wire brush etc.(Payment against this item will be made only when this has been done on the specific direction of the Engineer-in-charge) | BI01010001010000000000000515BI0100001133 | 1880 | Sq.M. | 7.92 |  |  | Excess(+) | 1 | Full Conversion | INR | [40 empty] | 14889.6 | 14889.6 | INR Fourteen Thousand Eight Hundred & Eighty Nine and Paise Sixty Only | 7 | 7.92
23 | Removing loose scales, blisters etc. from old painted surface and thoroughly smoothening the surface to make the same suitable for receiving fresh coat of paint. | BI01010001010000000000000515BI0100001134 | 2976 | Sq.M. | 23.76 |  |  | Excess(+) | 1 | Full Conversion | INR | [40 empty] | 70709.76 | 70709.76 | INR Seventy Thousand Seven Hundred & Nine and Paise Seventy Six Only | 21 | 23.76
24 | Taking out old iron higes and fitting, fixing the same with new steel screws. 125 mm. Long butt hinge. | BI01010001010000000000000515BI0100001135 | 1170 | Each | 18.1 |  |  | Excess(+) | 1 | Full Conversion | INR | [40 empty] | 21177 | 21177 | INR Twenty One Thousand One Hundred & Seventy Seven Only | 16 | 18.1
25 | Scraping and removing greasy soot from walls or ceiling of kitchen or similar smoke affected rooms and preparing the surface. | BI01010001010000000000000515BI0100001136 | 305 | Sq.M. | 12.44 |  |  | Excess(+) | 1 | Full Conversion | INR | [40 empty] | 3794.2 | 3794.2 | INR Three Thousand Seven Hundred & Ninety Four and Paise Twenty Only | 11 | 12.44
26 | Repairing crack in wall by cement grouting (1 : 2) including widening the crack on the surface (into V section) cleaning and packing the same with cement mortar (1 : 2) andfinishing off to match with adjacent surface. (Cement-69 Kg/100 m) | BI01010001010000000000000515BI0100001137 | 1580 | Mtr. | 15.75 |  |  | Excess(+) | 1 | Full Conversion | INR | [40 empty] | 24885 | 24885 | INR Twenty Four Thousand Eight Hundred & Eighty Five Only | 13.92 | 15.75
27 | Anti-termite treatment to the soil under floor with chemical emulsion by admixing chloropyrofos emulsifiable concentrate (1% concentration) with water by weight including drilling vertically 12mm. dia holes at the junction of floor and wall at 300mm. interval to reach the soil below using hand operated pressure pump to squirt chemical emulsion into the pump to squirt chemical emulsion into the holes at the rate of one litre per hole. The holes shall be sealed after operation to match with the existing floor. The entire work is to be carried out as per specification laid down in para 4.3.1.4 of code I.S.-6313 (Part-III)- 1981. | BI01010001010000000000000515BI0100001138 | 470 | Sq.M. | 105.2 |  |  | Excess(+) | 1 | Full Conversion | INR | [40 empty] | 49444 | 49444 | INR Forty Nine Thousand Four Hundred & Forty Four Only | 93 | 105.2
28 | Cleaning the exposed reinforcement preferably upto full diameter by wire brush, applying two coats of polymer based rust removing compound left for 24 hours, removing the coating and then applying two (2) coats of polymer modified anti corrosive protective coating formulated to inhibit the corrosion of reinforcement as per manufacturer's specification] [Mode of measurement:The affected surface area of reinforcement shall be considered for payment] | BI01010001010000000000000515BI0100001139 | 217 | Sq.M. | 884.6 |  |  | Excess(+) | 1 | Full Conversion | INR | [40 empty] | 191958.2 | 191958.2 | INR One Lakh Ninety One Thousand Nine Hundred & Fifty Eight and Paise Twenty Only | 782 | 884.6
29 | Epoxy bonding of new concrete to old concrete | BI01010001010000000000000515BI0100001140 | 1085 | Sq.M. | 584.83 |  |  | Excess(+) | 1 | Full Conversion | INR | [40 empty] | 634540.55 | 634540.55 | INR Six Lakh Thirty Four Thousand Five Hundred & Forty and Paise Fifty Five Only | 517 | 584.83
30 | Patching of damaged concrete surface with polymer concrete (25 mm nominal thick) and curing compounds, initiator and promoter, available in present formulations, to be applied as per instructions of manufacturer and as approved by the Engineer. | BI01010001010000000000000515BI0100001141 | 1078.5 | Sq.M. | 1573.5 |  |  | Excess(+) | 1 | Full Conversion | INR | [40 empty] | 1697019.75 | 1697019.75 | INR Sixteen Lakh Ninety Seven Thousand &Nineteen and Paise Seventy Five Only | 1391 | 1573.5
31 | Cleaning of exposed concrete surface of sticking material including loose and foreign material by sand blasting with coarse sand followed by and including cleaning with oil free air blast as per direction of Engineer in charge.(DSR -2016 P-425,V-2) | BI01010001010000000000000515BI0100001142 | 1085 | Sq.M. | 285.74 |  |  | Excess(+) | 1 | Full Conversion | INR | [40 empty] | 310027.9 | 310027.9 | INR Three Lakh Ten Thousand &Twenty Seven and Paise Ninety Only | 252.6 | 285.74
32 | Guniting concrete surface with cement mortar (25 mm nominal thick) applied with compressor after cleaning surface and spraying with epoxy complete as per Technical specification. | BI01010001010000000000000515BI0100001143 | 1057.91 | Sq.M. | 1031.65 |  |  | Excess(+) | 1 | Full Conversion | INR | [40 empty] | 1091392.85 | 1091392.85 | INR Ten Lakh Ninety One Thousand Three Hundred & Ninety Two and Paise Eighty Five Only | 912 | 1031.65
33 | 125 mm. thick brick work with 1st class bricks in cement mortar (1:4) in a). In ground floor including roof. | BI01010001010000000000000515BI0100001144 | 15 | Sq.M. | 832.56 |  |  | Excess(+) | 1 | Full Conversion | INR | [40 empty] | 12488.4 | 12488.4 | INR Two Thousand One Hundred & Forty Five and Paise Sixty Only | 736 | 832.56 |  | 2 | Construction of chamber for 100mm sluices valve | item3 | 10 | Nos
34 | 125 mm. thick brick work with 1st class bricks in cement mortar (1:4) in b). In 1st Floor | BI01010001010000000000000515BI0100001145 | 11 | Sq.M. | 846.14 |  |  | Excess(+) | 1 | Full Conversion | INR | [40 empty] | 9307.54 | 9307.54 | INR Two Thousand One Hundred & Forty Five and Paise Sixty Only | 748 | 846.14 |  | 2 | Construction of chamber for 100mm sluices valve | item3 | 10 | Nos
35 | 125 mm. thick brick work with 1st class bricks in cement mortar (1:4) in c). In 2nd Floor | BI01010001010000000000000515BI0100001146 | 11 | Sq.M. | 859.71 |  |  | Excess(+) | 1 | Full Conversion | INR | [40 empty] | 9456.81 | 9456.81 | INR Two Thousand One Hundred & Forty Five and Paise Sixty Only | 760 | 859.71 |  | 2 | Construction of chamber for 100mm sluices valve | item3 | 10 | Nos
36 | 125 mm. thick brick work with 1st class bricks in cement mortar (1:4) in d). In 3rd Floor | BI01010001010000000000000515BI0100001147 | 11 | Sq.M. | 873.29 |  |  | Excess(+) | 1 | Full Conversion | INR | [40 empty] | 9606.19 | 9606.19 | INR Two Thousand One Hundred & Forty Five and Paise Sixty Only | 772 | 873.29 |  | 2 | Construction of chamber for 100mm sluices valve | item3 | 10 | Nos
37 | 125 mm. thick brick work with 1st class bricks in cement mortar (1:4) in e). In 4th Floor | BI01010001010000000000000515BI0100001148 | 20 | Sq.M. | 886.86 |  |  | Excess(+) | 1 | Full Conversion | INR | [40 empty] | 17737.2 | 17737.2 | INR Two Thousand One Hundred & Forty Five and Paise Sixty Only | 784 | 886.86 |  | 2 | Construction of chamber for 100mm sluices valve | item3 | 10 | Nos
38 | Drilling suitable holes in reinforced or plain cement concrete with power driven drill machine to a minimum depth of 100mm upto 200mm in RCC beams, lintels, columns and slabs to introduce steel bars for sunshades/balconies including fixing the steel bars in position using epoxy resin anchor grout of approved make but excluding the cost of reinforcement, all complete as per direction of Engineer-In- Charge. 26.30.1 Upto and including 12mm dia.(DSR P-423,V-2) | BI01010001010000000000000515BI0100001149 | 2150 | Each | 80.48 |  |  | Excess(+) | 1 | Full Conversion | INR | [40 empty] | 173032 | 173032 | INR One Lakh Seventy Three Thousand &Thirty Two Only | 71.15 | 80.48
39 | Plaster (to wall, floor, ceiling etc.) with sand and cement mortar including rounding off or chamfering corners as directed and raking out joints including throating, nosing and drip course,scaffolding/staging where necessary (Ground floor).[Excluding cost of chipping over concrete surface] With 1:6 cement mortar 20 mm thk Plaster a). In ground floor including roof. | BI01010001010000000000000515BI0100001150 | 305.4 | Sq.m | 197.96 |  |  | Excess(+) | 1 | Full Conversion | INR | [40 empty] | 60456.98 | 60456.98 | INR Two Thousand One Hundred & Forty Five and Paise Sixty Only | 175 | 197.96 |  | 2 | Construction of chamber for 100mm sluices valve | item3 | 10 | Nos
40 | Plaster (to wall, floor, ceiling etc.) with sand and cement mortar including rounding off or chamfering corners as directed and raking out joints including throating, nosing and drip course,scaffolding/staging where necessary (Ground floor).[Excluding cost of chipping over concrete surface] With 1:6 cement mortar 20 mm thk Plaster b). In 1st Floor | BI01010001010000000000000515BI0100001151 | 305.4 | Sq.m | 202.48 |  |  | Excess(+) | 1 | Full Conversion | INR | [40 empty] | 61837.39 | 61837.39 | INR Two Thousand One Hundred & Forty Five and Paise Sixty Only | 179 | 202.48 |  | 2 | Construction of chamber for 100mm sluices valve | item3 | 10 | Nos
41 | Plaster (to wall, floor, ceiling etc.) with sand and cement mortar including rounding off or chamfering corners as directed and raking out joints including throating, nosing and drip course,scaffolding/staging where necessary (Ground floor).[Excluding cost of chipping over concrete surface] With 1:6 cement mortar 20 mm thk Plaster c). In 2nd Floor | BI01010001010000000000000515BI0100001152 | 305.4 | Sq.m | 207.01 |  |  | Excess(+) | 1 | Full Conversion | INR | [40 empty] | 63220.85 | 63220.85 | INR Two Thousand One Hundred & Forty Five and Paise Sixty Only | 183 | 207.01 |  | 2 | Construction of chamber for 100mm sluices valve | item3 | 10 | Nos
42 | Plaster (to wall, floor, ceiling etc.) with sand and cement mortar including rounding off or chamfering corners as directed and raking out joints including throating, nosing and drip course,scaffolding/staging where necessary (Ground floor).[Excluding cost of chipping over concrete surface] With 1:6 cement mortar 20 mm thk Plaster d). In 3rd Floor | BI01010001010000000000000515BI0100001153 | 305.4 | Sq.m | 211.53 |  |  | Excess(+) | 1 | Full Conversion | INR | [40 empty] | 64601.26 | 64601.26 | INR Two Thousand One Hundred & Forty Five and Paise Sixty Only | 187 | 211.53 |  | 2 | Construction of chamber for 100mm sluices valve | item3 | 10 | Nos
43 | Plaster (to wall, floor, ceiling etc.) with sand and cement mortar including rounding off or chamfering corners as directed and raking out joints including throating, nosing and drip course,scaffolding/staging where necessary (Ground floor).[Excluding cost of chipping over concrete surface] With 1:6 cement mortar 20 mm thk Plaster e). In 4th Floor | BI01010001010000000000000515BI0100001154 | 534.45 | Sq.m | 216.06 |  |  | Excess(+) | 1 | Full Conversion | INR | [40 empty] | 115473.27 | 115473.27 | INR Two Thousand One Hundred & Forty Five and Paise Sixty Only | 191 | 216.06 |  | 2 | Construction of chamber for 100mm sluices valve | item3 | 10 | Nos
44 | Plaster (to wall, floor, ceiling etc.) with sand and cement mortar including rounding off or chamfering corners as directed and raking out joints including throating, nosing and drip course,scaffolding/staging where necessary (Ground floor).[Excluding cost of chipping over concrete surface] With 1:6 cement mortar 15 mm thk Plaster a). In ground floor including roof. | BI01010001010000000000000515BI0100001155 | 957.95 | Sq.m | 170.81 |  |  | Excess(+) | 1 | Full Conversion | INR | [40 empty] | 163627.44 | 163627.44 | INR Two Thousand One Hundred & Forty Five and Paise Sixty Only | 151 | 170.81 |  | 2 | Construction of chamber for 100mm sluices valve | item3 | 10 | Nos
45 | Plaster (to wall, floor, ceiling etc.) with sand and cement mortar including rounding off or chamfering corners as directed and raking out joints including throating, nosing and drip course,scaffolding/staging where necessary (Ground floor).[Excluding cost of chipping over concrete surface] With 1:6 cement mortar 15 mm thk Plaster b). In 1st Floor | BI01010001010000000000000515BI0100001156 | 957.95 | Sq.m | 175.34 |  |  | Excess(+) | 1 | Full Conversion | INR | [40 empty] | 167966.95 | 167966.95 | INR Two Thousand One Hundred & Forty Five and Paise Sixty Only | 155 | 175.34 |  | 2 | Construction of chamber for 100mm sluices valve | item3 | 10 | Nos
46 | Plaster (to wall, floor, ceiling etc.) with sand and cement mortar including rounding off or chamfering corners as directed and raking out joints including throating, nosing and drip course,scaffolding/staging where necessary (Ground floor).[Excluding cost of chipping over concrete surface] With 1:6 cement mortar 15 mm thk Plaster c). In 2nd Floor | BI01010001010000000000000515BI0100001157 | 957.95 | Sq.m | 179.86 |  |  | Excess(+) | 1 | Full Conversion | INR | [40 empty] | 172296.89 | 172296.89 | INR Two Thousand One Hundred & Forty Five and Paise Sixty Only | 159 | 179.86 |  | 2 | Construction of chamber for 100mm sluices valve | item3 | 10 | Nos
47 | Plaster (to wall, floor, ceiling etc.) with sand and cement mortar including rounding off or chamfering corners as directed and raking out joints including throating, nosing and drip course,scaffolding/staging where necessary (Ground floor).[Excluding cost of chipping over concrete surface] With 1:6 cement mortar 15 mm thk Plaster d). In 3rd Floor | BI01010001010000000000000515BI0100001158 | 957.95 | Sq.m | 184.39 |  |  | Excess(+) | 1 | Full Conversion | INR | [40 empty] | 176636.4 | 176636.4 | INR Two Thousand One Hundred & Forty Five and Paise Sixty Only | 163 | 184.39 |  | 2 | Construction of chamber for 100mm sluices valve | item3 | 10 | Nos
48 | Plaster (to wall, floor, ceiling etc.) with sand and cement mortar including rounding off or chamfering corners as directed and raking out joints including throating, nosing and drip course,scaffolding/staging where necessary (Ground floor).[Excluding cost of chipping over concrete surface] With 1:6 cement mortar 15 mm thk Plaster e). In 4th Floor | BI01010001010000000000000515BI0100001159 | 1023.4 | Sq.m | 188.91 |  |  | Excess(+) | 1 | Full Conversion | INR | [40 empty] | 193330.49 | 193330.49 | INR Two Thousand One Hundred & Forty Five and Paise Sixty Only | 167 | 188.91 |  | 2 | Construction of chamber for 100mm sluices valve | item3 | 10 | Nos
49 | Plaster (to wall, floor, ceiling etc.) with sand and cement mortar including rounding off or chamfering corners as directed and raking out joints including throating, nosing and drip course,scaffolding/staging where necessary (Ground floor).[Excluding cost of chipping over concrete surface] With 1:4 cement mortar 10 mm thk Plaster a). In ground floor including roof. | BI01010001010000000000000515BI0100001160 | 221 | Sq.m | 150.45 |  |  | Excess(+) | 1 | Full Conversion | INR | [40 empty] | 33249.45 | 33249.45 | INR Two Thousand One Hundred & Forty Five and Paise Sixty Only | 133 | 150.45 |  | 2 | Construction of chamber for 100mm sluices valve | item3 | 10 | Nos
50 | Plaster (to wall, floor, ceiling etc.) with sand and cement mortar including rounding off or chamfering corners as directed and raking out joints including throating, nosing and drip course,scaffolding/staging where necessary (Ground floor).[Excluding cost of chipping over concrete surface] With 1:4 cement mortar 10 mm thk Plaster b). In 1st Floor | BI01010001010000000000000515BI0100001161 | 221 | Sq.m | 154.97 |  |  | Excess(+) | 1 | Full Conversion | INR | [40 empty] | 34248.37 | 34248.37 | INR Two Thousand One Hundred & Forty Five and Paise Sixty Only | 137 | 154.97 |  | 2 | Construction of chamber for 100mm sluices valve | item3 | 10 | Nos
51 | Plaster (to wall, floor, ceiling etc.) with sand and cement mortar including rounding off or chamfering corners as directed and raking out joints including throating, nosing and drip course,scaffolding/staging where necessary (Ground floor).[Excluding cost of chipping over concrete surface] With 1:4 cement mortar 10 mm thk Plaster c). In 2nd Floor | BI01010001010000000000000515BI0100001162 | 221 | Sq.m | 159.5 |  |  | Excess(+) | 1 | Full Conversion | INR | [40 empty] | 35249.5 | 35249.5 | INR Two Thousand One Hundred & Forty Five and Paise Sixty Only | 141 | 159.5 |  | 2 | Construction of chamber for 100mm sluices valve | item3 | 10 | Nos
52 | Plaster (to wall, floor, ceiling etc.) with sand and cement mortar including rounding off or chamfering corners as directed and raking out joints including throating, nosing and drip course,scaffolding/staging where necessary (Ground floor).[Excluding cost of chipping over concrete surface] With 1:4 cement mortar 10 mm thk Plaster d). In 3rd Floor | BI01010001010000000000000515BI0100001163 | 221 | Sq.m | 164.02 |  |  | Excess(+) | 1 | Full Conversion | INR | [40 empty] | 36248.42 | 36248.42 | INR Two Thousand One Hundred & Forty Five and Paise Sixty Only | 145 | 164.02 |  | 2 | Construction of chamber for 100mm sluices valve | item3 | 10 | Nos
53 | Plaster (to wall, floor, ceiling etc.) with sand and cement mortar including rounding off or chamfering corners as directed and raking out joints including throating, nosing and drip course,scaffolding/staging where necessary (Ground floor).[Excluding cost of chipping over concrete surface] With 1:4 cement mortar 10 mm thk Plaster e). In 4th Floor | BI01010001010000000000000515BI0100001164 | 246.5 | Sq.m | 168.55 |  |  | Excess(+) | 1 | Full Conversion | INR | [40 empty] | 41547.58 | 41547.58 | INR Two Thousand One Hundred & Forty Five and Paise Sixty Only | 149 | 168.55 |  | 2 | Construction of chamber for 100mm sluices valve | item3 | 10 | Nos
54 | Closing gap between door and window frame and jambs with cement mortar (1:3) including removing old mortar (throughout entire surface of contact) and cleaning the joint. (Cement 0.012 Cu.m/100 Mtr.) (This item is not payable for new works). | BI01010001010000000000000515BI0100001165 | 1420.09 | Mtr. | 12.47 |  |  | Excess(+) | 1 | Full Conversion | INR | [40 empty] | 17708.52 | 17708.52 | INR Seventeen Thousand Seven Hundred & Eight and Paise Fifty Two Only | 11.02 | 12.47
55 | Rendering the Surface of walls and ceiling with White Cement base WATER PROOF wall putty of approved make & brand.(1.5 mm thick) | BI01010001010000000000000515BI0100001166 | 6350 | Sqm | 138.01 |  |  | Excess(+) | 1 | Full Conversion | INR | [40 empty] | 876363.5 | 876363.5 | INR Eight Lakh Seventy Six Thousand Three Hundred & Sixty Three and Paise Fifty Only | 122 | 138.01
56 | Applying Interior grade Acrylic Primer of approved quality and brand on plastered or cencrete surface old or new surface to receive Distemper/ Acrylic emulsion paint including scraping and preparing the surface throughly, complete as per manufacturer's specification and as per direction of the EIC. (In Ground Floor) Two Coats Solvent based interior grade Acrylic Primer | BI01010001010000000000000515BI0100001167 | 11350 | Sq.m | 54.86 |  |  | Excess(+) | 1 | Full Conversion | INR | [40 empty] | 622661 | 622661 | INR Six Lakh Twenty Two Thousand Six Hundred & Sixty One Only | 48.5 | 54.86
57 | Acrylic Distemper to interior wall, ceiling with a coat of solvent based interior grade acrylic primer (as per manufacturer's specification) including cleaning and smoothning of surface. Two Coats | BI01010001010000000000000515BI0100001168 | 11350 | Sq.m | 79.18 |  |  | Excess(+) | 1 | Full Conversion | INR | [40 empty] | 898693 | 898693 | INR Eight Lakh Ninety Eight Thousand Six Hundred & Ninety Three Only | 70 | 79.18
58 | Cement washing including cleaning and smoothening surface thoroughly (cement to be used @15 kg./100 sq.m. of surface for one coat and @25 kg./100 sq.m of surface for two coats):: External Surface One Coat Ground Floor | BI01010001010000000000000515BI0100001169 | 2500.5 | Sq.m | 10.35 |  |  | Excess(+) | 1 | Full Conversion | INR | [40 empty] | 25880.18 | 25880.18 | INR Twenty Five Thousand Eight Hundred & Eighty and Paise Eighteen Only | 9.15 | 10.35
59 | Applying decorative cement based paint of approved quality after preparing the surface including scraping the same thoroughly (plastered or concrete surface) as per manufacturer's specification.. Two Coats In Ground Floor: | BI01010001010000000000000515BI0100001170 | 2500.5 | Sq.m | 55.43 |  |  | Excess(+) | 1 | Full Conversion | INR | [40 empty] | 138602.72 | 138602.72 | INR One Lakh Thirty Eight Thousand Six Hundred & Two and Paise Seventy Two Only | 49 | 55.43
60 | Red oxide wash of approved shade including cleaning and smoothening surface thoroughly (without specific permission from the Engineer-incharge this item of work must not be done on an old painted surface which has not received such red oxide wash before) : Two coats (on new works only). a). In ground floor including roof. | BI01010001010000000000000515BI0100001171 | 110 | Sq.m | 37.45 |  |  | Excess(+) | 1 | Full Conversion | INR | [40 empty] | 4119.5 | 4119.5 | INR Two Thousand One Hundred & Forty Five and Paise Sixty Only | 33.11 | 37.45 |  | 2 | Construction of chamber for 100mm sluices valve | item3 | 10 | Nos
61 | Red oxide wash of approved shade including cleaning and smoothening surface thoroughly (without specific permission from the Engineer-incharge this item of work must not be done on an old painted surface which has not received such red oxide wash before) : Two coats (on new works only). b). In 1st Floor | BI01010001010000000000000515BI0100001172 | 110 | Sq.m | 38.26 |  |  | Excess(+) | 1 | Full Conversion | INR | [40 empty] | 4208.6 | 4208.6 | INR Two Thousand One Hundred & Forty Five and Paise Sixty Only | 33.82 | 38.26 |  | 2 | Construction of chamber for 100mm sluices valve | item3 | 10 | Nos
62 | Red oxide wash of approved shade including cleaning and smoothening surface thoroughly (without specific permission from the Engineer-incharge this item of work must not be done on an old painted surface which has not received such red oxide wash before) : Two coats (on new works only). c). In 2nd Floor | BI01010001010000000000000515BI0100001173 | 110 | Sq.m | 39.06 |  |  | Excess(+) | 1 | Full Conversion | INR | [40 empty] | 4296.6 | 4296.6 | INR Two Thousand One Hundred & Forty Five and Paise Sixty Only | 34.53 | 39.06 |  | 2 | Construction of chamber for 100mm sluices valve | item3 | 10 | Nos
63 | Red oxide wash of approved shade including cleaning and smoothening surface thoroughly (without specific permission from the Engineer-incharge this item of work must not be done on an old painted surface which has not received such red oxide wash before) : Two coats (on new works only). d). In 3rd Floor | BI01010001010000000000000515BI0100001174 | 110 | Sq.m | 39.86 |  |  | Excess(+) | 1 | Full Conversion | INR | [40 empty] | 4384.6 | 4384.6 | INR Two Thousand One Hundred & Forty Five and Paise Sixty Only | 35.24 | 39.86 |  | 2 | Construction of chamber for 100mm sluices valve | item3 | 10 | Nos
64 | Red oxide wash of approved shade including cleaning and smoothening surface thoroughly (without specific permission from the Engineer-incharge this item of work must not be done on an old painted surface which has not received such red oxide wash before) : Two coats (on new works only). e). In 4th Floor | BI01010001010000000000000515BI0100001175 | 110 | Sq.m | 40.67 |  |  | Excess(+) | 1 | Full Conversion | INR | [40 empty] | 4473.7 | 4473.7 | INR Two Thousand One Hundred & Forty Five and Paise Sixty Only | 35.95 | 40.67 |  | 2 | Construction of chamber for 100mm sluices valve | item3 | 10 | Nos
65 | Painting with best quality synthetic enamel paint of approved make and brand including smoothening surface by sand papering etc. including using of approved putty etc. on the surface, if necessary : b) On steel or other metal surface : With super gloss (hi-gloss) - (iv) Two coats (with any shade except white) | BI01010001010000000000000515BI0100001176 | 440 | Sq.m | 89.36 |  |  | Excess(+) | 1 | Full Conversion | INR | [40 empty] | 39318.4 | 39318.4 | INR Thirty Nine Thousand Three Hundred & Eighteen and Paise Forty Only | 79 | 89.36
66 | Ordinary Cement concrete (mix 1:2:4) with graded stone chips (6mm nominal size) excluding shuttering and reinforcement,if any, in gound floor as per relevant IS codes. Ground Floor Pakur variety In 4th Floor | BI01010001010000000000000515BI0100001177 | 35 | Cu.M. | 6598.29 |  |  | Excess(+) | 1 | Full Conversion | INR | [40 empty] | 230940.15 | 230940.15 | INR Two Lakh Thirty Thousand Nine Hundred & Forty and Paise Fifteen Only | 5833 | 6598.29
67 | Supplying, fitting and fixing Black Stone slab used in Kitchen slab, alcove, wardrobe etc. laid and jointed with necessary adhesive Cement mortar (1:2) including grinding or polishing as per direction of Engineer-in -Charge in Ground Floor. Slab Thickness 20 to 25 mm a). In ground floor including roof. | BI01010001010000000000000515BI0100001178 | 17.5 | Sq.m | 727.36 |  |  | Excess(+) | 1 | Full Conversion | INR | [40 empty] | 12728.8 | 12728.8 | INR Two Thousand One Hundred & Forty Five and Paise Sixty Only | 643 | 727.36 |  | 2 | Construction of chamber for 100mm sluices valve | item3 | 10 | Nos
68 | Supplying, fitting and fixing Black Stone slab used in Kitchen slab, alcove, wardrobe etc. laid and jointed with necessary adhesive Cement mortar (1:2) including grinding or polishing as per direction of Engineer-in -Charge in Ground Floor. Slab Thickness 20 to 25 mm b). In 1st Floor | BI01010001010000000000000515BI0100001179 | 17.5 | Sq.m | 740.94 |  |  | Excess(+) | 1 | Full Conversion | INR | [40 empty] | 12966.45 | 12966.45 | INR Two Thousand One Hundred & Forty Five and Paise Sixty Only | 655 | 740.94 |  | 2 | Construction of chamber for 100mm sluices valve | item3 | 10 | Nos
69 | Supplying, fitting and fixing Black Stone slab used in Kitchen slab, alcove, wardrobe etc. laid and jointed with necessary adhesive Cement mortar (1:2) including grinding or polishing as per direction of Engineer-in -Charge in Ground Floor. Slab Thickness 20 to 25 mm c). In 2nd Floor | BI01010001010000000000000515BI0100001180 | 17.5 | Sq.m | 754.51 |  |  | Excess(+) | 1 | Full Conversion | INR | [40 empty] | 13203.93 | 13203.93 | INR Two Thousand One Hundred & Forty Five and Paise Sixty Only | 667 | 754.51 |  | 2 | Construction of chamber for 100mm sluices valve | item3 | 10 | Nos
70 | Supplying, fitting and fixing Black Stone slab used in Kitchen slab, alcove, wardrobe etc. laid and jointed with necessary adhesive Cement mortar (1:2) including grinding or polishing as per direction of Engineer-in -Charge in Ground Floor. Slab Thickness 20 to 25 mm d). In 3rd Floor | BI01010001010000000000000515BI0100001181 | 17.5 | Sq.m | 768.08 |  |  | Excess(+) | 1 | Full Conversion | INR | [40 empty] | 13441.4 | 13441.4 | INR Two Thousand One Hundred & Forty Five and Paise Sixty Only | 679 | 768.08 |  | 2 | Construction of chamber for 100mm sluices valve | item3 | 10 | Nos
71 | Supplying, fitting and fixing Black Stone slab used in Kitchen slab, alcove, wardrobe etc. laid and jointed with necessary adhesive Cement mortar (1:2) including grinding or polishing as per direction of Engineer-in -Charge in Ground Floor. Slab Thickness 20 to 25 mm e). In 4th Floor | BI01010001010000000000000515BI0100001182 | 17.5 | Sq.m | 781.66 |  |  | Excess(+) | 1 | Full Conversion | INR | [40 empty] | 13679.05 | 13679.05 | INR Two Thousand One Hundred & Forty Five and Paise Sixty Only | 691 | 781.66 |  | 2 | Construction of chamber for 100mm sluices valve | item3 | 10 | Nos
72 | Supplying, fitting & fixing 1st quality Ceramic tiles in walls and floors to match with the existing work & 4 nos. of key stones (10mm) fixed with araldite at the back of each tile & finishing the joints with white cement mixed with colouring oxide if required to match the colour of tiles including roughening of concrete surface, if necessary or by synthetic adhesive & grout materials etc. Wall with polymerised adhesive and Epoxy grout Pointing including spacer- 2 mm ( When Tiles are laid over existing hard ready surface) Area of each tile upto 0.09 Sq.m [using adhesive 3 mm thick] (i) Coloured decorative a). In ground floor including roof. | BI01010001010000000000000515BI0100001183 | 195 | Sq.m | 903.83 |  |  | Excess(+) | 1 | Full Conversion | INR | [40 empty] | 176246.85 | 176246.85 | INR Two Thousand One Hundred & Forty Five and Paise Sixty Only | 799 | 903.83 |  | 2 | Construction of chamber for 100mm sluices valve | item3 | 10 | Nos
73 | Supplying, fitting & fixing 1st quality Ceramic tiles in walls and floors to match with the existing work & 4 nos. of key stones (10mm) fixed with araldite at the back of each tile & finishing the joints with white cement mixed with colouring oxide if required to match the colour of tiles including roughening of concrete surface, if necessary or by synthetic adhesive & grout materials etc. Wall with polymerised adhesive and Epoxy grout Pointing including spacer- 2 mm ( When Tiles are laid over existing hard ready surface) Area of each tile upto 0.09 Sq.m [using adhesive 3 mm thick] (i) Coloured decorative b). In 1st Floor | BI01010001010000000000000515BI0100001184 | 195 | Sq.m | 909.48 |  |  | Excess(+) | 1 | Full Conversion | INR | [40 empty] | 177348.6 | 177348.6 | INR Two Thousand One Hundred & Forty Five and Paise Sixty Only | 804 | 909.48 |  | 2 | Construction of chamber for 100mm sluices valve | item3 | 10 | Nos
74 | Supplying, fitting & fixing 1st quality Ceramic tiles in walls and floors to match with the existing work & 4 nos. of key stones (10mm) fixed with araldite at the back of each tile & finishing the joints with white cement mixed with colouring oxide if required to match the colour of tiles including roughening of concrete surface, if necessary or by synthetic adhesive & grout materials etc. Wall with polymerised adhesive and Epoxy grout Pointing including spacer- 2 mm ( When Tiles are laid over existing hard ready surface) Area of each tile upto 0.09 Sq.m [using adhesive 3 mm thick] (i) Coloured decorative c). In 2nd Floor | BI01010001010000000000000515BI0100001185 | 195 | Sq.m | 915.14 |  |  | Excess(+) | 1 | Full Conversion | INR | [40 empty] | 178452.3 | 178452.3 | INR Two Thousand One Hundred & Forty Five and Paise Sixty Only | 809 | 915.14 |  | 2 | Construction of chamber for 100mm sluices valve | item3 | 10 | Nos
75 | Supplying, fitting & fixing 1st quality Ceramic tiles in walls and floors to match with the existing work & 4 nos. of key stones (10mm) fixed with araldite at the back of each tile & finishing the joints with white cement mixed with colouring oxide if required to match the colour of tiles including roughening of concrete surface, if necessary or by synthetic adhesive & grout materials etc. Wall with polymerised adhesive and Epoxy grout Pointing including spacer- 2 mm ( When Tiles are laid over existing hard ready surface) Area of each tile upto 0.09 Sq.m [using adhesive 3 mm thick] (i) Coloured decorative d). In 3rd Floor | BI01010001010000000000000515BI0100001186 | 195 | Sq.m | 920.8 |  |  | Excess(+) | 1 | Full Conversion | INR | [40 empty] | 179556 | 179556 | INR Two Thousand One Hundred & Forty Five and Paise Sixty Only | 814 | 920.8 |  | 2 | Construction of chamber for 100mm sluices valve | item3 | 10 | Nos
76 | Supplying, fitting & fixing 1st quality Ceramic tiles in walls and floors to match with the existing work & 4 nos. of key stones (10mm) fixed with araldite at the back of each tile & finishing the joints with white cement mixed with colouring oxide if required to match the colour of tiles including roughening of concrete surface, if necessary or by synthetic adhesive & grout materials etc. Wall with polymerised adhesive and Epoxy grout Pointing including spacer- 2 mm ( When Tiles are laid over existing hard ready surface) Area of each tile upto 0.09 Sq.m [using adhesive 3 mm thick] (i) Coloured decorative e). In 4th Floor | BI01010001010000000000000515BI0100001187 | 195 | Sq.m | 926.45 |  |  | Excess(+) | 1 | Full Conversion | INR | [40 empty] | 180657.75 | 180657.75 | INR Two Thousand One Hundred & Forty Five and Paise Sixty Only | 819 | 926.45 |  | 2 | Construction of chamber for 100mm sluices valve | item3 | 10 | Nos
77 | Supplying, fitting & fixing 1st quality Ceramic tiles in walls and floors to match with the existing work & 4 nos. of key stones (10mm) fixed with araldite at the back of each tile & finishing the joints with white cement mixed with colouring oxide if required to match the colour of tiles including roughening of concrete surface, if necessary or by synthetic adhesive & grout materials etc. Floor With Polymerised Adhesive and Epoxy grout pointing including spacer- 2 mm ( When Tiles are laid over existing hard ready surface) (b) Area of each tile above 0.09 Sq.m [using adhesive 4.5 mm thick] (i) Coloured decorative a). In ground floor | BI01010001010000000000000515BI0100001188 | 185 | Sq.m | 1057.67 |  |  | Excess(+) | 1 | Full Conversion | INR | [40 empty] | 195668.95 | 195668.95 | INR Two Thousand One Hundred & Forty Five and Paise Sixty Only | 935 | 1057.67 |  | 2 | Construction of chamber for 100mm sluices valve | item3 | 10 | Nos
78 | Supplying, fitting & fixing 1st quality Ceramic tiles in walls and floors to match with the existing work & 4 nos. of key stones (10mm) fixed with araldite at the back of each tile & finishing the joints with white cement mixed with colouring oxide if required to match the colour of tiles including roughening of concrete surface, if necessary or by synthetic adhesive & grout materials etc. Floor With Polymerised Adhesive and Epoxy grout pointing including spacer- 2 mm ( When Tiles are laid over existing hard ready surface) (b) Area of each tile above 0.09 Sq.m [using adhesive 4.5 mm thick] (i) Coloured decorative b). In 1st Floor | BI01010001010000000000000515BI0100001189 | 185 | Sq.m | 1063.33 |  |  | Excess(+) | 1 | Full Conversion | INR | [40 empty] | 196716.05 | 196716.05 | INR Two Thousand One Hundred & Forty Five and Paise Sixty Only | 940 | 1063.33 |  | 2 | Construction of chamber for 100mm sluices valve | item3 | 10 | Nos
79 | Supplying, fitting & fixing 1st quality Ceramic tiles in walls and floors to match with the existing work & 4 nos. of key stones (10mm) fixed with araldite at the back of each tile & finishing the joints with white cement mixed with colouring oxide if required to match the colour of tiles including roughening of concrete surface, if necessary or by synthetic adhesive & grout materials etc. Floor With Polymerised Adhesive and Epoxy grout pointing including spacer- 2 mm ( When Tiles are laid over existing hard ready surface) (b) Area of each tile above 0.09 Sq.m [using adhesive 4.5 mm thick] (i) Coloured decorative c). In 2nd Floor | BI01010001010000000000000515BI0100001190 | 185 | Sq.m | 1068.98 |  |  | Excess(+) | 1 | Full Conversion | INR | [40 empty] | 197761.3 | 197761.3 | INR Two Thousand One Hundred & Forty Five and Paise Sixty Only | 945 | 1068.98 |  | 2 | Construction of chamber for 100mm sluices valve | item3 | 10 | Nos
80 | Supplying, fitting & fixing 1st quality Ceramic tiles in walls and floors to match with the existing work & 4 nos. of key stones (10mm) fixed with araldite at the back of each tile & finishing the joints with white cement mixed with colouring oxide if required to match the colour of tiles including roughening of concrete surface, if necessary or by synthetic adhesive & grout materials etc. Floor With Polymerised Adhesive and Epoxy grout pointing including spacer- 2 mm ( When Tiles are laid over existing hard ready surface) (b) Area of each tile above 0.09 Sq.m [using adhesive 4.5 mm thick] (i) Coloured decorative d). In 3rd Floor | BI01010001010000000000000515BI0100001191 | 185 | Sq.m | 1074.64 |  |  | Excess(+) | 1 | Full Conversion | INR | [40 empty] | 198808.4 | 198808.4 | INR Two Thousand One Hundred & Forty Five and Paise Sixty Only | 950 | 1074.64 |  | 2 | Construction of chamber for 100mm sluices valve | item3 | 10 | Nos
81 | Supplying, fitting & fixing 1st quality Ceramic tiles in walls and floors to match with the existing work & 4 nos. of key stones (10mm) fixed with araldite at the back of each tile & finishing the joints with white cement mixed with colouring oxide if required to match the colour of tiles including roughening of concrete surface, if necessary or by synthetic adhesive & grout materials etc. Floor With Polymerised Adhesive and Epoxy grout pointing including spacer- 2 mm ( When Tiles are laid over existing hard ready surface) (b) Area of each tile above 0.09 Sq.m [using adhesive 4.5 mm thick] (i) Coloured decorative e). In 4th Floor | BI01010001010000000000000515BI0100001192 | 185 | Sq.m | 1080.3 |  |  | Excess(+) | 1 | Full Conversion | INR | [40 empty] | 199855.5 | 199855.5 | INR Two Thousand One Hundred & Forty Five and Paise Sixty Only | 955 | 1080.3 |  | 2 | Construction of chamber for 100mm sluices valve | item3 | 10 | Nos
82 | Supplying and laying true to line and level Double Charge Vitrified Tiles of approved brand conforming to IS 15622: 2006 (Group B I a) and tested as per IS 13630:2006 (relevant parts) [Non-modular sizes for tiles with Water Absorption (av.) ≤ 0.08 %] in floor, skirting etc. using polymerised adhesive of 6mm thick layer applied directly over finished artificial stone floor/Mosaic etc without any backing course and joints grouted with admixture of white epoxy grout materials of approved brand including spacer -2mm as directed and removal of wax coating of top surface of tiles with warm water and polishing the tiles using soft and dry cloth upto mirror finish complete including the cost of materials,Iabour and all other incidental charges complete as per direction of Engineerin- Charge. (Note: This work should not be executed without specific permission of Superintending Engineer) ln Ground FIoor:(size not Iess than 600mmX 600 mm X 9.5 mm thick) a). In ground floor | BI01010001010000000000000515BI0100001193 | 105 | Sq.m | 1771.46 |  |  | Excess(+) | 1 | Full Conversion | INR | [40 empty] | 186003.3 | 186003.3 | INR Two Thousand One Hundred & Forty Five and Paise Sixty Only | 1566 | 1771.46 |  | 2 | Construction of chamber for 100mm sluices valve | item3 | 10 | Nos
83 | Supplying and laying true to line and level Double Charge Vitrified Tiles of approved brand conforming to IS 15622: 2006 (Group B I a) and tested as per IS 13630:2006 (relevant parts) [Non-modular sizes for tiles with Water Absorption (av.) ≤ 0.08 %] in floor, skirting etc. using polymerised adhesive of 6mm thick layer applied directly over finished artificial stone floor/Mosaic etc without any backing course and joints grouted with admixture of white epoxy grout materials of approved brand including spacer -2mm as directed and removal of wax coating of top surface of tiles with warm water and polishing the tiles using soft and dry cloth upto mirror finish complete including the cost of materials,Iabour and all other incidental charges complete as per direction of Engineerin- Charge. (Note: This work should not be executed without specific permission of Superintending Engineer) ln Ground FIoor:(size not Iess than 600mmX 600 mm X 9.5 mm thick) b). In 1st Floor | BI01010001010000000000000515BI0100001194 | 105 | Sq.m | 1785.03 |  |  | Excess(+) | 1 | Full Conversion | INR | [40 empty] | 187428.15 | 187428.15 | INR Two Thousand One Hundred & Forty Five and Paise Sixty Only | 1578 | 1785.03 |  | 2 | Construction of chamber for 100mm sluices valve | item3 | 10 | Nos
84 | Supplying and laying true to line and level Double Charge Vitrified Tiles of approved brand conforming to IS 15622: 2006 (Group B I a) and tested as per IS 13630:2006 (relevant parts) [Non-modular sizes for tiles with Water Absorption (av.) ≤ 0.08 %] in floor, skirting etc. using polymerised adhesive of 6mm thick layer applied directly over finished artificial stone floor/Mosaic etc without any backing course and joints grouted with admixture of white epoxy grout materials of approved brand including spacer -2mm as directed and removal of wax coating of top surface of tiles with warm water and polishing the tiles using soft and dry cloth upto mirror finish complete including the cost of materials,Iabour and all other incidental charges complete as per direction of Engineerin- Charge. (Note: This work should not be executed without specific permission of Superintending Engineer) ln Ground FIoor:(size not Iess than 600mmX 600 mm X 9.5 mm thick) c). In 2nd Floor | BI01010001010000000000000515BI0100001195 | 105 | Sq.m | 1798.61 |  |  | Excess(+) | 1 | Full Conversion | INR | [40 empty] | 188854.05 | 188854.05 | INR Two Thousand One Hundred & Forty Five and Paise Sixty Only | 1590 | 1798.61 |  | 2 | Construction of chamber for 100mm sluices valve | item3 | 10 | Nos
85 | Supplying and laying true to line and level Double Charge Vitrified Tiles of approved brand conforming to IS 15622: 2006 (Group B I a) and tested as per IS 13630:2006 (relevant parts) [Non-modular sizes for tiles with Water Absorption (av.) ≤ 0.08 %] in floor, skirting etc. using polymerised adhesive of 6mm thick layer applied directly over finished artificial stone floor/Mosaic etc without any backing course and joints grouted with admixture of white epoxy grout materials of approved brand including spacer -2mm as directed and removal of wax coating of top surface of tiles with warm water and polishing the tiles using soft and dry cloth upto mirror finish complete including the cost of materials,Iabour and all other incidental charges complete as per direction of Engineerin- Charge. (Note: This work should not be executed without specific permission of Superintending Engineer) ln Ground FIoor:(size not Iess than 600mmX 600 mm X 9.5 mm thick) d). In 3rd Floor | BI01010001010000000000000515BI0100001196 | 105 | Sq.m | 1812.18 |  |  | Excess(+) | 1 | Full Conversion | INR | [40 empty] | 190278.9 | 190278.9 | INR Two Thousand One Hundred & Forty Five and Paise Sixty Only | 1602 | 1812.18 |  | 2 | Construction of chamber for 100mm sluices valve | item3 | 10 | Nos
86 | Supplying and laying true to line and level Double Charge Vitrified Tiles of approved brand conforming to IS 15622: 2006 (Group B I a) and tested as per IS 13630:2006 (relevant parts) [Non-modular sizes for tiles with Water Absorption (av.) ≤ 0.08 %] in floor, skirting etc. using polymerised adhesive of 6mm thick layer applied directly over finished artificial stone floor/Mosaic etc without any backing course and joints grouted with admixture of white epoxy grout materials of approved brand including spacer -2mm as directed and removal of wax coating of top surface of tiles with warm water and polishing the tiles using soft and dry cloth upto mirror finish complete including the cost of materials,Iabour and all other incidental charges complete as per direction of Engineerin- Charge. (Note: This work should not be executed without specific permission of Superintending Engineer) ln Ground FIoor:(size not Iess than 600mmX 600 mm X 9.5 mm thick) e). In 4th Floor | BI01010001010000000000000515BI0100001197 | 105 | Sq.m | 1825.76 |  |  | Excess(+) | 1 | Full Conversion | INR | [40 empty] | 191704.8 | 191704.8 | INR Two Thousand One Hundred & Forty Five and Paise Sixty Only | 1614 | 1825.76 |  | 2 | Construction of chamber for 100mm sluices valve | item3 | 10 | Nos
87 | Supplying and laying true to line and level Anti-Skid, Full Body, Homogeneous & Granular finish Vitrified Tiles conforming to IS:15622-2006 & IS 4457-2007 and testing shall be made in accordance with IS:13630 [Non- modular sizes for tiles with Skid resistance > 0.5, Mohr's hardness > 5.0, Staining resistance: Class-1, Water Absorption: E < 0.5%], MOR > 35 N/sq.mm in Internal area of building e.g. Toilet Block, Passage, Corridor, Accessible Open Terrace etc. set in 20 mm sand cement mortar (1:4) and 2 mm thick cement slurry at back side of tiles using cement @ 2.91 Kg./Sqm or using Polymerised Adhesive (6 mm thick layer applied directly over finished artificial stone floor/ Mosaic etc without any backing course) laid after application slurry using 1.75 Kg of cement per Sqm below mortar only, joints grouted with admixture of white cement and colouring pigment to match with colour of tiles/ epoxy grout materials of approved make as directed and removal of wax coating of top surface of tiles with warm water and polishing the tiles using soft and dry cloth upto mirror finish complete including the cost of materials, labour and all other incidental charges complete true to the manufacturer's specification and direction of Engineer-in-Charge. (White cement, synthetic adhesive and grout material to be supplied by the contractor). b) In Ground Floor: Sizes-600 mm x600mm x10 mm with breaking strength > 1500 N a). In ground floor | BI01010001010000000000000515BI0100001198 | 30 | Sq.m | 1797.48 |  |  | Excess(+) | 1 | Full Conversion | INR | [40 empty] | 53924.4 | 53924.4 | INR Two Thousand One Hundred & Forty Five and Paise Sixty Only | 1589 | 1797.48 |  | 2 | Construction of chamber for 100mm sluices valve | item3 | 10 | Nos
88 | Supplying and laying true to line and level Anti-Skid, Full Body, Homogeneous & Granular finish Vitrified Tiles conforming to IS:15622-2006 & IS 4457-2007 and testing shall be made in accordance with IS:13630 [Non- modular sizes for tiles with Skid resistance > 0.5, Mohr's hardness > 5.0, Staining resistance: Class-1, Water Absorption: E < 0.5%], MOR > 35 N/sq.mm in Internal area of building e.g. Toilet Block, Passage, Corridor, Accessible Open Terrace etc. set in 20 mm sand cement mortar (1:4) and 2 mm thick cement slurry at back side of tiles using cement @ 2.91 Kg./Sqm or using Polymerised Adhesive (6 mm thick layer applied directly over finished artificial stone floor/ Mosaic etc without any backing course) laid after application slurry using 1.75 Kg of cement per Sqm below mortar only, joints grouted with admixture of white cement and colouring pigment to match with colour of tiles/ epoxy grout materials of approved make as directed and removal of wax coating of top surface of tiles with warm water and polishing the tiles using soft and dry cloth upto mirror finish complete including the cost of materials, labour and all other incidental charges complete true to the manufacturer's specification and direction of Engineer-in-Charge. (White cement, synthetic adhesive and grout material to be supplied by the contractor). b) In Ground Floor: Sizes-600 mm x600mm x10 mm with breaking strength > 1500 N b). In 1st Floor | BI01010001010000000000000515BI0100001199 | 30 | Sq.m | 1811.05 |  |  | Excess(+) | 1 | Full Conversion | INR | [40 empty] | 54331.5 | 54331.5 | INR Two Thousand One Hundred & Forty Five and Paise Sixty Only | 1601 | 1811.05 |  | 2 | Construction of chamber for 100mm sluices valve | item3 | 10 | Nos
89 | Supplying and laying true to line and level Anti-Skid, Full Body, Homogeneous & Granular finish Vitrified Tiles conforming to IS:15622-2006 & IS 4457-2007 and testing shall be made in accordance with IS:13630 [Non- modular sizes for tiles with Skid resistance > 0.5, Mohr's hardness > 5.0, Staining resistance: Class-1, Water Absorption: E < 0.5%], MOR > 35 N/sq.mm in Internal area of building e.g. Toilet Block, Passage, Corridor, Accessible Open Terrace etc. set in 20 mm sand cement mortar (1:4) and 2 mm thick cement slurry at back side of tiles using cement @ 2.91 Kg./Sqm or using Polymerised Adhesive (6 mm thick layer applied directly over finished artificial stone floor/ Mosaic etc without any backing course) laid after application slurry using 1.75 Kg of cement per Sqm below mortar only, joints grouted with admixture of white cement and colouring pigment to match with colour of tiles/ epoxy grout materials of approved make as directed and removal of wax coating of top surface of tiles with warm water and polishing the tiles using soft and dry cloth upto mirror finish complete including the cost of materials, labour and all other incidental charges complete true to the manufacturer's specification and direction of Engineer-in-Charge. (White cement, synthetic adhesive and grout material to be supplied by the contractor). b) In Ground Floor: Sizes-600 mm x600mm x10 mm with breaking strength > 1500 N c). In 2nd Floor | BI01010001010000000000000515BI0100001200 | 30 | Sq.m | 1824.63 |  |  | Excess(+) | 1 | Full Conversion | INR | [40 empty] | 54738.9 | 54738.9 | INR Two Thousand One Hundred & Forty Five and Paise Sixty Only | 1613 | 1824.63 |  | 2 | Construction of chamber for 100mm sluices valve | item3 | 10 | Nos
90 | Supplying and laying true to line and level Anti-Skid, Full Body, Homogeneous & Granular finish Vitrified Tiles conforming to IS:15622-2006 & IS 4457-2007 and testing shall be made in accordance with IS:13630 [Non- modular sizes for tiles with Skid resistance > 0.5, Mohr's hardness > 5.0, Staining resistance: Class-1, Water Absorption: E < 0.5%], MOR > 35 N/sq.mm in Internal area of building e.g. Toilet Block, Passage, Corridor, Accessible Open Terrace etc. set in 20 mm sand cement mortar (1:4) and 2 mm thick cement slurry at back side of tiles using cement @ 2.91 Kg./Sqm or using Polymerised Adhesive (6 mm thick layer applied directly over finished artificial stone floor/ Mosaic etc without any backing course) laid after application slurry using 1.75 Kg of cement per Sqm below mortar only, joints grouted with admixture of white cement and colouring pigment to match with colour of tiles/ epoxy grout materials of approved make as directed and removal of wax coating of top surface of tiles with warm water and polishing the tiles using soft and dry cloth upto mirror finish complete including the cost of materials, labour and all other incidental charges complete true to the manufacturer's specification and direction of Engineer-in-Charge. (White cement, synthetic adhesive and grout material to be supplied by the contractor). b) In Ground Floor: Sizes-600 mm x600mm x10 mm with breaking strength > 1500 N d). In 3rd Floor | BI01010001010000000000000515BI0100001201 | 30 | Sq.m | 1838.2 |  |  | Excess(+) | 1 | Full Conversion | INR | [40 empty] | 55146 | 55146 | INR Two Thousand One Hundred & Forty Five and Paise Sixty Only | 1625 | 1838.2 |  | 2 | Construction of chamber for 100mm sluices valve | item3 | 10 | Nos
91 | Supplying and laying true to line and level Anti-Skid, Full Body, Homogeneous & Granular finish Vitrified Tiles conforming to IS:15622-2006 & IS 4457-2007 and testing shall be made in accordance with IS:13630 [Non- modular sizes for tiles with Skid resistance > 0.5, Mohr's hardness > 5.0, Staining resistance: Class-1, Water Absorption: E < 0.5%], MOR > 35 N/sq.mm in Internal area of building e.g. Toilet Block, Passage, Corridor, Accessible Open Terrace etc. set in 20 mm sand cement mortar (1:4) and 2 mm thick cement slurry at back side of tiles using cement @ 2.91 Kg./Sqm or using Polymerised Adhesive (6 mm thick layer applied directly over finished artificial stone floor/ Mosaic etc without any backing course) laid after application slurry using 1.75 Kg of cement per Sqm below mortar only, joints grouted with admixture of white cement and colouring pigment to match with colour of tiles/ epoxy grout materials of approved make as directed and removal of wax coating of top surface of tiles with warm water and polishing the tiles using soft and dry cloth upto mirror finish complete including the cost of materials, labour and all other incidental charges complete true to the manufacturer's specification and direction of Engineer-in-Charge. (White cement, synthetic adhesive and grout material to be supplied by the contractor). b) In Ground Floor: Sizes-600 mm x600mm x10 mm with breaking strength > 1500 N e). In 4th Floor | BI01010001010000000000000515BI0100001202 | 30 | Sq.m | 1851.77 |  |  | Excess(+) | 1 | Full Conversion | INR | [40 empty] | 55553.1 | 55553.1 | INR Two Thousand One Hundred & Forty Five and Paise Sixty Only | 1637 | 1851.77 |  | 2 | Construction of chamber for 100mm sluices valve | item3 | 10 | Nos
92 | Ordinary Cement concrete (mix 1:1.5:3) with graded stone chips (20 mm nominal size) excluding shuttering and reinforcement if any, in ground floor as per relevant IS codes. (i) Pakur Variety a). In ground floor | BI01010001010000000000000515BI0100001203 | 18 | Cu.M. | 6786.88 |  |  | Excess(+) | 1 | Full Conversion | INR | [40 empty] | 122163.84 | 122163.84 | INR Two Thousand One Hundred & Forty Five and Paise Sixty Only | 5999.72 | 6786.88 |  | 2 | Construction of chamber for 100mm sluices valve | item3 | 10 | Nos
93 | Ordinary Cement concrete (mix 1:1.5:3) with graded stone chips (20 mm nominal size) excluding shuttering and reinforcement if any, in ground floor as per relevant IS codes. (i) Pakur Variety b). In 1st Floor | BI01010001010000000000000515BI0100001204 | 18 | Cu.M. | 6894.35 |  |  | Excess(+) | 1 | Full Conversion | INR | [40 empty] | 124098.3 | 124098.3 | INR Two Thousand One Hundred & Forty Five and Paise Sixty Only | 6094.72 | 6894.35 |  | 2 | Construction of chamber for 100mm sluices valve | item3 | 10 | Nos
94 | Ordinary Cement concrete (mix 1:1.5:3) with graded stone chips (20 mm nominal size) excluding shuttering and reinforcement if any, in ground floor as per relevant IS codes. (i) Pakur Variety c). In 2nd Floor | BI01010001010000000000000515BI0100001205 | 17.45 | Cu.M. | 7001.81 |  |  | Excess(+) | 1 | Full Conversion | INR | [40 empty] | 122181.58 | 122181.58 | INR Two Thousand One Hundred & Forty Five and Paise Sixty Only | 6189.72 | 7001.81 |  | 2 | Construction of chamber for 100mm sluices valve | item3 | 10 | Nos
95 | Ordinary Cement concrete (mix 1:1.5:3) with graded stone chips (20 mm nominal size) excluding shuttering and reinforcement if any, in ground floor as per relevant IS codes. (i) Pakur Variety d). In 3rd Floor | BI01010001010000000000000515BI0100001206 | 17 | Cu.M. | 7109.28 |  |  | Excess(+) | 1 | Full Conversion | INR | [40 empty] | 120857.76 | 120857.76 | INR Two Thousand One Hundred & Forty Five and Paise Sixty Only | 6284.72 | 7109.28 |  | 2 | Construction of chamber for 100mm sluices valve | item3 | 10 | Nos
96 | Ordinary Cement concrete (mix 1:1.5:3) with graded stone chips (20 mm nominal size) excluding shuttering and reinforcement if any, in ground floor as per relevant IS codes. (i) Pakur Variety e). In 4th Floor | BI01010001010000000000000515BI0100001207 | 17 | Cu.M. | 7216.74 |  |  | Excess(+) | 1 | Full Conversion | INR | [40 empty] | 122684.58 | 122684.58 | INR Two Thousand One Hundred & Forty Five and Paise Sixty Only | 6379.72 | 7216.74 |  | 2 | Construction of chamber for 100mm sluices valve | item3 | 10 | Nos
97 | Ordinary Cement concrete (mix 1:2:4) with graded stone chips (20 mm nominal size) excluding shuttering and reinforcement,if any, in ground floor as per relevant IS codes. Pakur Variety | BI01010001010000000000000515BI0100001208 | 12 | Cu.M. | 6164.75 |  |  | Excess(+) | 1 | Full Conversion | INR | [40 empty] | 73977 | 73977 | INR Two Thousand One Hundred & Forty Five and Paise Sixty Only | 5449.74 | 6164.75 |  | 2 | Construction of chamber for 100mm sluices valve | item3 | 10 | Nos
98 | Reinforcement for reinforced concrete work in all sorts of structures including distribution bars, stirrups, binders etc initial straightening and removal of loose rust (if necessary), cutting to requisite length, hooking and bending to correct shape, placing in proper position and binding with 16 gauge black annealed wire at every intersection, complete as per drawing and direction. For works in foundation and upto roof of ground floor/upto 4 m Tor steel/Mild Steel SAIL/ TATA/RINL a). In ground floor | BI01010001010000000000000515BI0100001209 | 1.8 | M.T. | 80785.78 |  |  | Excess(+) | 1 | Full Conversion | INR | [40 empty] | 145414.4 | 145414.4 | INR Two Thousand One Hundred & Forty Five and Paise Sixty Only | 71416 | 80785.78 |  | 2 | Construction of chamber for 100mm sluices valve | item3 | 10 | Nos
99 | Reinforcement for reinforced concrete work in all sorts of structures including distribution bars, stirrups, binders etc initial straightening and removal of loose rust (if necessary), cutting to requisite length, hooking and bending to correct shape, placing in proper position and binding with 16 gauge black annealed wire at every intersection, complete as per drawing and direction. For works in foundation and upto roof of ground floor/upto 4 m Tor steel/Mild Steel SAIL/ TATA/RINL b). In 1st Floor | BI01010001010000000000000515BI0100001210 | 1.87 | M.T. | 81328.76 |  |  | Excess(+) | 1 | Full Conversion | INR | [40 empty] | 152084.78 | 152084.78 | INR Two Thousand One Hundred & Forty Five and Paise Sixty Only | 71896 | 81328.76 |  | 2 | Construction of chamber for 100mm sluices valve | item3 | 10 | Nos
100 | Reinforcement for reinforced concrete work in all sorts of structures including distribution bars, stirrups, binders etc initial straightening and removal of loose rust (if necessary), cutting to requisite length, hooking and bending to correct shape, placing in proper position and binding with 16 gauge black annealed wire at every intersection, complete as per drawing and direction. For works in foundation and upto roof of ground floor/upto 4 m Tor steel/Mild Steel SAIL/ TATA/RINL c). In 2nd Floor | BI01010001010000000000000515BI0100001211 | 1.8 | M.T. | 81871.73 |  |  | Excess(+) | 1 | Full Conversion | INR | [40 empty] | 147369.11 | 147369.11 | INR Two Thousand One Hundred & Forty Five and Paise Sixty Only | 72376 | 81871.73 |  | 2 | Construction of chamber for 100mm sluices valve | item3 | 10 | Nos
101 | Reinforcement for reinforced concrete work in all sorts of structures including distribution bars, stirrups, binders etc initial straightening and removal of loose rust (if necessary), cutting to requisite length, hooking and bending to correct shape, placing in proper position and binding with 16 gauge black annealed wire at every intersection, complete as per drawing and direction. For works in foundation and upto roof of ground floor/upto 4 m Tor steel/Mild Steel SAIL/ TATA/RINL d). In 3rd Floor | BI01010001010000000000000515BI0100001212 | 1.8 | M.T. | 82414.71 |  |  | Excess(+) | 1 | Full Conversion | INR | [40 empty] | 148346.48 | 148346.48 | INR Two Thousand One Hundred & Forty Five and Paise Sixty Only | 72856 | 82414.71 |  | 2 | Construction of chamber for 100mm sluices valve | item3 | 10 | Nos
102 | Reinforcement for reinforced concrete work in all sorts of structures including distribution bars, stirrups, binders etc initial straightening and removal of loose rust (if necessary), cutting to requisite length, hooking and bending to correct shape, placing in proper position and binding with 16 gauge black annealed wire at every intersection, complete as per drawing and direction. For works in foundation and upto roof of ground floor/upto 4 m Tor steel/Mild Steel SAIL/ TATA/RINL e). In 4th Floor | BI01010001010000000000000515BI0100001213 | 1.91 | M.T. | 82957.68 |  |  | Excess(+) | 1 | Full Conversion | INR | [40 empty] | 158449.17 | 158449.17 | INR Two Thousand One Hundred & Forty Five and Paise Sixty Only | 73336 | 82957.68 |  | 2 | Construction of chamber for 100mm sluices valve | item3 | 10 | Nos
103 | Hire and labour charges for shuttering with centering and necessary staging upto 4 m using approved stout props and thick hard wood planks of approved thickness with required bracing for concrete slabs, beams and columns, lintels curved or straight including fitting, fixing and striking out after completion of works (upto roof of ground floor) Steel shuttering or 9 to 12 mm thick approved quality ply board shuttering in any concrete work a). In ground floor | BI01010001010000000000000515BI0100001214 | 220 | Sq.m | 417.41 |  |  | Excess(+) | 1 | Full Conversion | INR | [40 empty] | 91830.2 | 91830.2 | INR Two Thousand One Hundred & Forty Five and Paise Sixty Only | 369 | 417.41 |  | 2 | Construction of chamber for 100mm sluices valve | item3 | 10 | Nos
104 | Hire and labour charges for shuttering with centering and necessary staging upto 4 m using approved stout props and thick hard wood planks of approved thickness with required bracing for concrete slabs, beams and columns, lintels curved or straight including fitting, fixing and striking out after completion of works (upto roof of ground floor) Steel shuttering or 9 to 12 mm thick approved quality ply board shuttering in any concrete work b). In 1st Floor | BI01010001010000000000000515BI0100001215 | 220 | Sq.m | 437.77 |  |  | Excess(+) | 1 | Full Conversion | INR | [40 empty] | 96309.4 | 96309.4 | INR Two Thousand One Hundred & Forty Five and Paise Sixty Only | 387 | 437.77 |  | 2 | Construction of chamber for 100mm sluices valve | item3 | 10 | Nos
105 | Hire and labour charges for shuttering with centering and necessary staging upto 4 m using approved stout props and thick hard wood planks of approved thickness with required bracing for concrete slabs, beams and columns, lintels curved or straight including fitting, fixing and striking out after completion of works (upto roof of ground floor) Steel shuttering or 9 to 12 mm thick approved quality ply board shuttering in any concrete work c). In 2nd Floor | BI01010001010000000000000515BI0100001216 | 220 | Sq.m | 458.14 |  |  | Excess(+) | 1 | Full Conversion | INR | [40 empty] | 100790.8 | 100790.8 | INR Two Thousand One Hundred & Forty Five and Paise Sixty Only | 405 | 458.14 |  | 2 | Construction of chamber for 100mm sluices valve | item3 | 10 | Nos
106 | Hire and labour charges for shuttering with centering and necessary staging upto 4 m using approved stout props and thick hard wood planks of approved thickness with required bracing for concrete slabs, beams and columns, lintels curved or straight including fitting, fixing and striking out after completion of works (upto roof of ground floor) Steel shuttering or 9 to 12 mm thick approved quality ply board shuttering in any concrete work d). In 3rd Floor | BI01010001010000000000000515BI0100001217 | 220 | Sq.m | 478.5 |  |  | Excess(+) | 1 | Full Conversion | INR | [40 empty] | 105270 | 105270 | INR Two Thousand One Hundred & Forty Five and Paise Sixty Only | 423 | 478.5 |  | 2 | Construction of chamber for 100mm sluices valve | item3 | 10 | Nos
107 | Hire and labour charges for shuttering with centering and necessary staging upto 4 m using approved stout props and thick hard wood planks of approved thickness with required bracing for concrete slabs, beams and columns, lintels curved or straight including fitting, fixing and striking out after completion of works (upto roof of ground floor) Steel shuttering or 9 to 12 mm thick approved quality ply board shuttering in any concrete work e). In 4th Floor | BI01010001010000000000000515BI0100001218 | 248 | Sq.m | 498.86 |  |  | Excess(+) | 1 | Full Conversion | INR | [40 empty] | 123717.28 | 123717.28 | INR Two Thousand One Hundred & Forty Five and Paise Sixty Only | 441 | 498.86 |  | 2 | Construction of chamber for 100mm sluices valve | item3 | 10 | Nos
108 | a) M.S.or W.I. Ornamental grill of approved design joints continuously welded with M.S, W.I. Flats and bars of windows, railing etc. fitted and fixed with necessary screws and lugs in ground floor. Grill weighing above 10 Kg./sq.mtr and up to 16 Kg./sq. mtr. a). In ground floor | BI01010001010000000000000515BI0100001219 | 4.6 | Qntl | 11185.31 |  |  | Excess(+) | 1 | Full Conversion | INR | [40 empty] | 51452.43 | 51452.43 | INR Fifty One Thousand Four Hundred & Fifty Two and Paise Forty Three Only | 9888 | 11185.31
109 | a) M.S.or W.I. Ornamental grill of approved design joints continuously welded with M.S, W.I. Flats and bars of windows, railing etc. fitted and fixed with necessary screws and lugs in ground floor. Grill weighing above 10 Kg./sq.mtr and up to 16 Kg./sq. mtr. b). In 1st Floor | BI01010001010000000000000515BI0100001220 | 4.6 | Qntl | 11297.16 |  |  | Excess(+) | 1 | Full Conversion | INR | [40 empty] | 51966.94 | 51966.94 | INR Fifty One Thousand Nine Hundred & Sixty Six and Paise Ninety Four Only | 9986.88 | 11297.16
110 | a) M.S.or W.I. Ornamental grill of approved design joints continuously welded with M.S, W.I. Flats and bars of windows, railing etc. fitted and fixed with necessary screws and lugs in ground floor. Grill weighing above 10 Kg./sq.mtr and up to 16 Kg./sq. mtr. c). In 2nd Floor | BI01010001010000000000000515BI0100001221 | 4.6 | Qntl | 11410.13 |  |  | Excess(+) | 1 | Full Conversion | INR | [40 empty] | 52486.6 | 52486.6 | INR Fifty Two Thousand Four Hundred & Eighty Six and Paise Sixty Only | 10086.75 | 11410.13
111 | a) M.S.or W.I. Ornamental grill of approved design joints continuously welded with M.S, W.I. Flats and bars of windows, railing etc. fitted and fixed with necessary screws and lugs in ground floor. Grill weighing above 10 Kg./sq.mtr and up to 16 Kg./sq. mtr. d). In 3rd Floor | BI01010001010000000000000515BI0100001222 | 4.6 | Qntl | 11524.24 |  |  | Excess(+) | 1 | Full Conversion | INR | [40 empty] | 53011.5 | 53011.5 | INR Fifty Three Thousand &Eleven and Paise Fifty Only | 10187.62 | 11524.24
112 | a) M.S.or W.I. Ornamental grill of approved design joints continuously welded with M.S, W.I. Flats and bars of windows, railing etc. fitted and fixed with necessary screws and lugs in ground floor. Grill weighing above 10 Kg./sq.mtr and up to 16 Kg./sq. mtr. e). In 4th Floor | BI01010001010000000000000515BI0100001223 | 4.6 | Qntl | 11639.47 |  |  | Excess(+) | 1 | Full Conversion | INR | [40 empty] | 53541.56 | 53541.56 | INR Fifty Three Thousand Five Hundred & Forty One and Paise Fifty Six Only | 10289.49 | 11639.47
113 | Supplying, fitting and fixing windows and ventilators with or without integrated grills conforming to IS 1038-1975 and manufactured from rolled steel sections conforming to IS 7452-1974 with non-friction projecting type, box type hinges, glazing clips, lugs locking bracket, handle plate etc, including hoisting in position, straightening if required, fixing lugs in cement concrete ( 1:2:4) with stone chips 20 mm down cutting holes and mending good damages to match with existing surface complete in all respect excluding glazing. Openable steel windows as per IS sizes with side hung shutters and horizotal glazing bars. [The extra rate admissible for the openable portion only] a). In ground floor | BI01010001010000000000000515BI0100001224 | 10.5 | Sqm. | 2487.51 |  |  | Excess(+) | 1 | Full Conversion | INR | [40 empty] | 26118.86 | 26118.86 | INR Twenty Six Thousand One Hundred & Eighteen and Paise Eighty Six Only | 2199 | 2487.51
114 | Supplying, fitting and fixing windows and ventilators with or without integrated grills conforming to IS 1038-1975 and manufactured from rolled steel sections conforming to IS 7452-1974 with non-friction projecting type, box type hinges, glazing clips, lugs locking bracket, handle plate etc, including hoisting in position, straightening if required, fixing lugs in cement concrete ( 1:2:4) with stone chips 20 mm down cutting holes and mending good damages to match with existing surface complete in all respect excluding glazing. Openable steel windows as per IS sizes with side hung shutters and horizotal glazing bars. [The extra rate admissible for the openable portion only] b). In 1st Floor | BI01010001010000000000000515BI0100001225 | 10.5 | Sqm. | 2537.26 |  |  | Excess(+) | 1 | Full Conversion | INR | [40 empty] | 26641.23 | 26641.23 | INR Twenty Six Thousand Six Hundred & Forty One and Paise Twenty Three Only | 2242.98 | 2537.26
115 | Supplying, fitting and fixing windows and ventilators with or without integrated grills conforming to IS 1038-1975 and manufactured from rolled steel sections conforming to IS 7452-1974 with non-friction projecting type, box type hinges, glazing clips, lugs locking bracket, handle plate etc, including hoisting in position, straightening if required, fixing lugs in cement concrete ( 1:2:4) with stone chips 20 mm down cutting holes and mending good damages to match with existing surface complete in all respect excluding glazing. Openable steel windows as per IS sizes with side hung shutters and horizotal glazing bars. [The extra rate admissible for the openable portion only] c). In 2nd Floor | BI01010001010000000000000515BI0100001226 | 10 | Sqm. | 2588 |  |  | Excess(+) | 1 | Full Conversion | INR | [40 empty] | 25880 | 25880 | INR Twenty Five Thousand Eight Hundred & Eighty Only | 2287.84 | 2588
116 | Supplying, fitting and fixing windows and ventilators with or without integrated grills conforming to IS 1038-1975 and manufactured from rolled steel sections conforming to IS 7452-1974 with non-friction projecting type, box type hinges, glazing clips, lugs locking bracket, handle plate etc, including hoisting in position, straightening if required, fixing lugs in cement concrete ( 1:2:4) with stone chips 20 mm down cutting holes and mending good damages to match with existing surface complete in all respect excluding glazing. Openable steel windows as per IS sizes with side hung shutters and horizotal glazing bars. [The extra rate admissible for the openable portion only] d). In 3rd Floor | BI01010001010000000000000515BI0100001227 | 10.5 | Sqm. | 2639.77 |  |  | Excess(+) | 1 | Full Conversion | INR | [40 empty] | 27717.59 | 27717.59 | INR Twenty Seven Thousand Seven Hundred & Seventeen and Paise Fifty Nine Only | 2333.6 | 2639.77
117 | Supplying, fitting and fixing windows and ventilators with or without integrated grills conforming to IS 1038-1975 and manufactured from rolled steel sections conforming to IS 7452-1974 with non-friction projecting type, box type hinges, glazing clips, lugs locking bracket, handle plate etc, including hoisting in position, straightening if required, fixing lugs in cement concrete ( 1:2:4) with stone chips 20 mm down cutting holes and mending good damages to match with existing surface complete in all respect excluding glazing. Openable steel windows as per IS sizes with side hung shutters and horizotal glazing bars. [The extra rate admissible for the openable portion only] e). In 4th Floor | BI01010001010000000000000515BI0100001228 | 10.5 | Sqm. | 2692.56 |  |  | Excess(+) | 1 | Full Conversion | INR | [40 empty] | 28271.88 | 28271.88 | INR Twenty Eight Thousand Two Hundred & Seventy One and Paise Eighty Eight Only | 2380.27 | 2692.56
118 | Wood work in door and window frame fitted and fixed in position complete including a protective coat of painting at the contact surface of the frame exluding cost of concrete, Iron Butt Hinges and M.S clamps. (The quantum should be correted upto three decimals). Sal : Malayasian a). In ground floor | BI01010001010000000000000515BI0100001229 | 2.2 | Cu.M. | 94136.2 |  |  | Excess(+) | 1 | Full Conversion | INR | [40 empty] | 207099.64 | 207099.64 | INR Two Lakh Seven Thousand &Ninety Nine and Paise Sixty Four Only | 83218 | 94136.2
119 | Wood work in door and window frame fitted and fixed in position complete including a protective coat of painting at the contact surface of the frame exluding cost of concrete, Iron Butt Hinges and M.S clamps. (The quantum should be correted upto three decimals). Sal : Malayasian b). In 1st Floor | BI01010001010000000000000515BI0100001230 | 2.2 | Cu.M. | 94362.44 |  |  | Excess(+) | 1 | Full Conversion | INR | [40 empty] | 207597.37 | 207597.37 | INR Two Lakh Seven Thousand Five Hundred & Ninety Seven and Paise Thirty Seven Only | 83418 | 94362.44
120 | Wood work in door and window frame fitted and fixed in position complete including a protective coat of painting at the contact surface of the frame exluding cost of concrete, Iron Butt Hinges and M.S clamps. (The quantum should be correted upto three decimals). Sal : Malayasian c). In 2nd Floor | BI01010001010000000000000515BI0100001231 | 2.2 | Cu.M. | 94588.68 |  |  | Excess(+) | 1 | Full Conversion | INR | [40 empty] | 208095.1 | 208095.1 | INR Two Lakh Eight Thousand &Ninety Five and Paise Ten Only | 83618 | 94588.68
121 | Wood work in door and window frame fitted and fixed in position complete including a protective coat of painting at the contact surface of the frame exluding cost of concrete, Iron Butt Hinges and M.S clamps. (The quantum should be correted upto three decimals). Sal : Malayasian d). In 3rd Floor | BI01010001010000000000000515BI0100001232 | 2.2 | Cu.M. | 94814.92 |  |  | Excess(+) | 1 | Full Conversion | INR | [40 empty] | 208592.82 | 208592.82 | INR Two Lakh Eight Thousand Five Hundred & Ninety Two and Paise Eighty Two Only | 83818 | 94814.92
122 | Supplying solid flush type doors of commercial quality, the timber frame consisting of top and bottom rails and side styles of well seasoned timber 65mm wide each and the entire frame fitted with 37.5mm wide battens places both ways in order to make the door of solid core and internal lipping with Garjan or similar wood veneers using phenol formaldehyde as glue etc. complete, including fitting, fixing shutters in position but excluding the cost of hinges and other fittings in ground floor. 32 mm thick shutters (single leaf) a). In ground floor | BI01010001010000000000000515BI0100001233 | 145 | Sq.m | 2668.5 |  |  | Excess(+) | 1 | Full Conversion | INR | [40 empty] | 386932.5 | 386932.5 | INR Three Lakh Eighty Six Thousand Nine Hundred & Thirty Two and Paise Fifty Only | 2359 | 2668.5
123 | Supplying solid flush type doors of commercial quality, the timber frame consisting of top and bottom rails and side styles of well seasoned timber 65mm wide each and the entire frame fitted with 37.5mm wide battens places both ways in order to make the door of solid core and internal lipping with Garjan or similar wood veneers using phenol formaldehyde as glue etc. complete, including fitting, fixing shutters in position but excluding the cost of hinges and other fittings in ground floor. 32 mm thick shutters (single leaf) b). In 1st Floor | BI01010001010000000000000515BI0100001234 | 145 | Sq.m | 2684.34 |  |  | Excess(+) | 1 | Full Conversion | INR | [40 empty] | 389229.3 | 389229.3 | INR Three Lakh Eighty Nine Thousand Two Hundred & Twenty Nine and Paise Thirty Only | 2373 | 2684.34
124 | Supplying solid flush type doors of commercial quality, the timber frame consisting of top and bottom rails and side styles of well seasoned timber 65mm wide each and the entire frame fitted with 37.5mm wide battens places both ways in order to make the door of solid core and internal lipping with Garjan or similar wood veneers using phenol formaldehyde as glue etc. complete, including fitting, fixing shutters in position but excluding the cost of hinges and other fittings in ground floor. 32 mm thick shutters (single leaf) c). In 2nd Floor | BI01010001010000000000000515BI0100001235 | 145 | Sq.m | 2700.17 |  |  | Excess(+) | 1 | Full Conversion | INR | [40 empty] | 391524.65 | 391524.65 | INR Three Lakh Ninety One Thousand Five Hundred & Twenty Four and Paise Sixty Five Only | 2387 | 2700.17
125 | Supplying solid flush type doors of commercial quality, the timber frame consisting of top and bottom rails and side styles of well seasoned timber 65mm wide each and the entire frame fitted with 37.5mm wide battens places both ways in order to make the door of solid core and internal lipping with Garjan or similar wood veneers using phenol formaldehyde as glue etc. complete, including fitting, fixing shutters in position but excluding the cost of hinges and other fittings in ground floor. 32 mm thick shutters (single leaf) d). In 3rd Floor | BI01010001010000000000000515BI0100001236 | 145 | Sq.m | 2716.01 |  |  | Excess(+) | 1 | Full Conversion | INR | [40 empty] | 393821.45 | 393821.45 | INR Three Lakh Ninety Three Thousand Eight Hundred & Twenty One and Paise Forty Five Only | 2401 | 2716.01
126 | Supplying, fitting & fixing fibre reinforced polymer (FRP) Composite door shutters as per approved design with glass fibre reinforced plastic moulded skins and a special sandwich core, so as to impart monolitaheic composite structure as per approved technology of Department of Science and Technology (DST) to satisfy IS:4020 door testing performance criteria. (i) 32 mm thick a). In ground floor | BI01010001010000000000000515BI0100001237 | 28.9 | Sq.m | 3125.51 |  |  | Excess(+) | 1 | Full Conversion | INR | [40 empty] | 90327.24 | 90327.24 | INR Ninety Thousand Three Hundred & Twenty Seven and Paise Twenty Four Only | 2763 | 3125.51
127 | Supplying, fitting & fixing fibre reinforced polymer (FRP) Composite door shutters as per approved design with glass fibre reinforced plastic moulded skins and a special sandwich core, so as to impart monolitaheic composite structure as per approved technology of Department of Science and Technology (DST) to satisfy IS:4020 door testing performance criteria. (i) 32 mm thick b). In 1st Floor | BI01010001010000000000000515BI0100001238 | 28.9 | Sq.m | 3141.34 |  |  | Excess(+) | 1 | Full Conversion | INR | [40 empty] | 90784.73 | 90784.73 | INR Ninety Thousand Seven Hundred & Eighty Four and Paise Seventy Three Only | 2777 | 3141.34
128 | Supplying, fitting & fixing fibre reinforced polymer (FRP) Composite door shutters as per approved design with glass fibre reinforced plastic moulded skins and a special sandwich core, so as to impart monolitaheic composite structure as per approved technology of Department of Science and Technology (DST) to satisfy IS:4020 door testing performance criteria. (i) 32 mm thick c). In 2nd Floor | BI01010001010000000000000515BI0100001239 | 28.9 | Sq.m | 3157.18 |  |  | Excess(+) | 1 | Full Conversion | INR | [40 empty] | 91242.5 | 91242.5 | INR Ninety One Thousand Two Hundred & Forty Two and Paise Fifty Only | 2791 | 3157.18
129 | Supplying, fitting & fixing fibre reinforced polymer (FRP) Composite door shutters as per approved design with glass fibre reinforced plastic moulded skins and a special sandwich core, so as to impart monolitaheic composite structure as per approved technology of Department of Science and Technology (DST) to satisfy IS:4020 door testing performance criteria. (i) 32 mm thick d). In 3rd Floor | BI01010001010000000000000515BI0100001240 | 28.9 | Sq.m | 3173.02 |  |  | Excess(+) | 1 | Full Conversion | INR | [40 empty] | 91700.28 | 91700.28 | INR Ninety One Thousand Seven Hundred and Paise Twenty Eight Only | 2805 | 3173.02
130 | Supplying, fitting & fixing fibre reinforced polymer (FRP) Composite door shutters as per approved design with glass fibre reinforced plastic moulded skins and a special sandwich core, so as to impart monolitaheic composite structure as per approved technology of Department of Science and Technology (DST) to satisfy IS:4020 door testing performance criteria. (i) 32 mm thick e). In 4th Floor | BI01010001010000000000000515BI0100001241 | 28.35 | Sq.m | 3188.85 |  |  | Excess(+) | 1 | Full Conversion | INR | [40 empty] | 90403.9 | 90403.9 | INR Ninety Thousand Four Hundred & Three and Paise Ninety Only | 2819 | 3188.85
131 | Supplying, fitting and fixing fibre reinforced polymer (FRP) Composite door frame as per approved section with glass fibre reinforced plastic moulded skins and a special sandwich core, so as to impart monolitaheic composite structure as per approved technology of Department of Science and Technology (DST) to safisfy IS: 4020 door testing performance criteria.. (i) 66mm x 90mm | BI01010001010000000000000515BI0100001242 | 322.5 | Mtr. | 562.21 |  |  | Excess(+) | 1 | Full Conversion | INR | [40 empty] | 181312.73 | 181312.73 | INR One Lakh Eighty One Thousand Three Hundred & Twelve and Paise Seventy Three Only | 497 | 562.21
132 | Applying 2 coats of Non-Toxic Acrylic Polymer modified Paint having adhesive & waterproofing properties by mixing in proportion (1 liquid: 4 cementitious material) or as per manufacturer's specification for water proofing layer in water tank etc. (No Departmental Cement is required) | BI01010001010000000000000515BI0100001243 | 470 | SQM | 291.85 |  |  | Excess(+) | 1 | Full Conversion | INR | [40 empty] | 137169.5 | 137169.5 | INR One Lakh Thirty Seven Thousand One Hundred & Sixty Nine and Paise Fifty Only | 258 | 291.85
133 | Extra rate for using water proofing and plasticising admixture @ 0.2% by weight of cement (or at manufacturer's specified rate) for concrete of various grades. | BI01010001010000000000000515BI0100001244 | 35 | kg | 134.61 |  |  | Excess(+) | 1 | Full Conversion | INR | [40 empty] | 4711.35 | 4711.35 | INR Four Thousand Seven Hundred & Eleven and Paise Thirty Five Only | 119 | 134.61
134 | Labour for taking out door and window frame including shutter for repair or replacement of different parts of the frame & refixing the same including mending good all damaes complete. (Concrete and brick work for mending damage will be paid separately) (a) Upto area 2.5 Sq.m | BI01010001010000000000000515BI0100001245 | 280 | Sqm | 134.61 |  |  | Excess(+) | 1 | Full Conversion | INR | [40 empty] | 37690.8 | 37690.8 | INR Thirty Seven Thousand Six Hundred & Ninety and Paise Eighty Only | 119 | 134.61
135 | Supplying bubble free float glass of approved make and brand conforming to IS: 2835-1987. 4mm thick clear glass. | BI01010001010000000000000515BI0100001246 | 141.5 | Sqm | 450.22 |  |  | Excess(+) | 1 | Full Conversion | INR | [40 empty] | 63706.13 | 63706.13 | INR Sixty Three Thousand Seven Hundred & Six and Paise Thirteen Only | 398 | 450.22
136 | Iron butt hinges of approved quality fitted and fixed with steel screws, with ISI mark.100mm. X 50mm. X 1.25mm. | BI01010001010000000000000515BI0100001247 | 576 | Each | 48.64 |  |  | Excess(+) | 1 | Full Conversion | INR | [40 empty] | 28016.64 | 28016.64 | INR Twenty Eight Thousand &Sixteen and Paise Sixty Four Only | 43 | 48.64
137 | Brass hasp bolt of approved quality fitted and fixed complete (oxidised) with 16mm dia rod with centre bolt and round fitting. 250 mm long | BI01010001010000000000000515BI0100001248 | 192 | Each | 675.33 |  |  | Excess(+) | 1 | Full Conversion | INR | [40 empty] | 129663.36 | 129663.36 | INR One Lakh Twenty Nine Thousand Six Hundred & Sixty Three and Paise Thirty Six Only | 597 | 675.33
138 | Labour for dismantling G.I. pipe with fittings. 25 mm | BI01010001010000000000000515BI0100001249 | 310 | Mtr. | 6.79 |  |  | Excess(+) | 1 | Full Conversion | INR | [40 empty] | 2104.9 | 2104.9 | INR Two Thousand One Hundred & Four and Paise Ninety Only | 6 | 6.79
139 | Labour for dismantling G.I. pipe with fittings. 32 mm | BI01010001010000000000000515BI0100001250 | 330 | Mtr. | 6.79 |  |  | Excess(+) | 1 | Full Conversion | INR | [40 empty] | 2240.7 | 2240.7 | INR Two Thousand Two Hundred & Forty and Paise Seventy Only | 6 | 6.79
140 | Labour for dismantling G.I. pipe with fittings. 40 mm | BI01010001010000000000000515BI0100001251 | 210 | Mtr. | 9.05 |  |  | Excess(+) | 1 | Full Conversion | INR | [40 empty] | 1900.5 | 1900.5 | INR One Thousand Nine Hundred and Paise Fifty Only | 8 | 9.05
141 | Labour for dismantling G.I. pipe with fittings. 50 mm | BI01010001010000000000000515BI0100001252 | 355 | Mtr. | 9.05 |  |  | Excess(+) | 1 | Full Conversion | INR | [40 empty] | 3212.75 | 3212.75 | INR Three Thousand Two Hundred & Twelve and Paise Seventy Five Only | 8 | 9.05
142 | Labour for dismantling G.I. pipe with fittings. 65 mm | BI01010001010000000000000515BI0100001253 | 345 | Mtr. | 9.05 |  |  | Excess(+) | 1 | Full Conversion | INR | [40 empty] | 3122.25 | 3122.25 | INR Three Thousand One Hundred & Twenty Two and Paise Twenty Five Only | 8 | 9.05
143 | Labour for dismantling G.I. pipe with fittings. 80 mm | BI01010001010000000000000515BI0100001254 | 345 | Mtr. | 12.44 |  |  | Excess(+) | 1 | Full Conversion | INR | [40 empty] | 4291.8 | 4291.8 | INR Four Thousand Two Hundred & Ninety One and Paise Eighty Only | 11 | 12.44
144 | Labour for dismantling G.I. pipe with fittings. 100 mm | BI01010001010000000000000515BI0100001255 | 190 | Mtr. | 12.44 |  |  | Excess(+) | 1 | Full Conversion | INR | [40 empty] | 2363.6 | 2363.6 | INR Two Thousand Three Hundred & Sixty Three and Paise Sixty Only | 11 | 12.44
145 | Supplying, fitting and fixing Peet's valve fullway gunmetal standard pattern best quality of approved brand bearing I.S.I. marking with fittings (tested to 21 kg per sq. cm.). 25 mm dia | BI01010001010000000000000515BI0100001256 | 42 | Each | 1031.65 |  |  | Excess(+) | 1 | Full Conversion | INR | [40 empty] | 43329.3 | 43329.3 | INR Forty Three Thousand Three Hundred & Twenty Nine and Paise Thirty Only | 912 | 1031.65
146 | Supplying, fitting and fixing CPVC (Chlorinated Polyvinyl Chloride) pipes of approved make conforming to IS-15778: 2007 . with all necessary accessories, specials viz. socket, bend, tee, union, cross, elbo, nipple, longscrew, reducing socket, reducing tee, short piece etc. fitted with holder bats clamps, including cutting pipes, fitting, fixing etc. complete in all respect including cost of all necessary fittings as required,jointing materials in any position above ground. (Payment will be made on the centre line measurements of total pipe line including all specials. No separate payment will be made for accesories, specials. a). Exposed Work(CPVC Pipes Class-1, SDR-11) 25 mm Dia | BI01010001010000000000000515BI0100001257 | 310 | Mtr. | 235.29 |  |  | Excess(+) | 1 | Full Conversion | INR | [40 empty] | 72939.9 | 72939.9 | INR Seventy Two Thousand Nine Hundred & Thirty Nine and Paise Ninety Only | 208 | 235.29
147 | Supplying, fitting and fixing CPVC (Chlorinated Polyvinyl Chloride) pipes of approved make conforming to IS-15778: 2007 . with all necessary accessories, specials viz. socket, bend, tee, union, cross, elbo, nipple, longscrew, reducing socket, reducing tee, short piece etc. fitted with holder bats clamps, including cutting pipes, fitting, fixing etc. complete in all respect including cost of all necessary fittings as required,jointing materials in any position above ground. (Payment will be made on the centre line measurements of total pipe line including all specials. No separate payment will be made for accesories, specials. a). Exposed Work(CPVC Pipes Class-1, SDR-11) 32 mm Dia | BI01010001010000000000000515BI0100001258 | 335 | Mtr. | 320.13 |  |  | Excess(+) | 1 | Full Conversion | INR | [40 empty] | 107243.55 | 107243.55 | INR One Lakh Seven Thousand Two Hundred & Forty Three and Paise Fifty Five Only | 283 | 320.13
148 | Supplying, fitting and fixing CPVC (Chlorinated Polyvinyl Chloride) pipes of approved make conforming to IS-15778: 2007 . with all necessary accessories, specials viz. socket, bend, tee, union, cross, elbo, nipple, longscrew, reducing socket, reducing tee, short piece etc. fitted with holder bats clamps, including cutting pipes, fitting, fixing etc. complete in all respect including cost of all necessary fittings as required,jointing materials in any position above ground. (Payment will be made on the centre line measurements of total pipe line including all specials. No separate payment will be made for accesories, specials. a). Exposed Work(CPVC Pipes Class-1, SDR-11) 40 mm Dia | BI01010001010000000000000515BI0100001259 | 290 | Mtr. | 455.87 |  |  | Excess(+) | 1 | Full Conversion | INR | [40 empty] | 132202.3 | 132202.3 | INR One Lakh Thirty Two Thousand Two Hundred & Two and Paise Thirty Only | 403 | 455.87
149 | Supplying, fitting and fixing CPVC (Chlorinated Polyvinyl Chloride) pipes of approved make conforming to IS-15778: 2007 . with all necessary accessories, specials viz. socket, bend, tee, union, cross, elbo, nipple, longscrew, reducing socket, reducing tee, short piece etc. fitted with holder bats clamps, including cutting pipes, fitting, fixing etc. complete in all respect including cost of all necessary fittings as required,jointing materials in any position above ground. (Payment will be made on the centre line measurements of total pipe line including all specials. No separate payment will be made for accesories, specials. a). Exposed Work(CPVC Pipes Class-1, SDR-11) 50 mm Dia | BI01010001010000000000000515BI0100001260 | 340 | Mtr. | 744.33 |  |  | Excess(+) | 1 | Full Conversion | INR | [40 empty] | 253072.2 | 253072.2 | INR Two Lakh Fifty Three Thousand &Seventy Two and Paise Twenty Only | 658 | 744.33
150 | Supplying, fitting and fixing gunmetal wheel valve of approved brand and make tested to 21 kg per sq. cm. (for water lines only). (i) 100 mm dia | BI01010001010000000000000515BI0100001261 | 15 | Each | 10868.57 |  |  | Excess(+) | 1 | Full Conversion | INR | [40 empty] | 163028.55 | 163028.55 | INR One Lakh Sixty Three Thousand &Twenty Eight and Paise Fifty Five Only | 9608 | 10868.57
151 | Supplying, fitting and fixing gunmetal wheel valve of approved brand and make tested to 21 kg per sq. cm. (for water lines only). (iv) 50 mm dia | BI01010001010000000000000515BI0100001262 | 20 | Each | 2575.74 |  |  | Excess(+) | 1 | Full Conversion | INR | [40 empty] | 51514.8 | 51514.8 | INR Fifty One Thousand Five Hundred & Fourteen and Paise Eighty Only | 2277 | 2575.74
152 | Supplying, fitting and fixing gunmetal wheel valve of approved brand and make tested to 21 kg per sq. cm. (for water lines only). (v) 40 mm dia | BI01010001010000000000000515BI0100001263 | 25 | Each | 1798.61 |  |  | Excess(+) | 1 | Full Conversion | INR | [40 empty] | 44965.25 | 44965.25 | INR Forty Four Thousand Nine Hundred & Sixty Five and Paise Twenty Five Only | 1590 | 1798.61
153 | Supplying, fitting and fixing gunmetal wheel valve of approved brand and make tested to 21 kg per sq. cm. (for water lines only). (vi) 32 mm dia | BI01010001010000000000000515BI0100001264 | 25 | Each | 1312.19 |  |  | Excess(+) | 1 | Full Conversion | INR | [40 empty] | 32804.75 | 32804.75 | INR Thirty Two Thousand Eight Hundred & Four and Paise Seventy Five Only | 1160 | 1312.19
154 | Supplying, fitting and fixing gunmetal wheel valve of approved brand and make tested to 21 kg per sq. cm. (for water lines only). (vii) 25 mm dia | BI01010001010000000000000515BI0100001265 | 30 | Each | 880.07 |  |  | Excess(+) | 1 | Full Conversion | INR | [40 empty] | 26402.1 | 26402.1 | INR Twenty Six Thousand Four Hundred & Two and Paise Ten Only | 778 | 880.07
155 | Supply of UPVC pipes (B Type) & fittings conforming to IS-13592-1992 Double Socketed 3 Meter Length (c) 160 mm | BI01010001010000000000000515BI0100001266 | 220 | Mtr. | 676.46 |  |  | Excess(+) | 1 | Full Conversion | INR | [40 empty] | 148821.2 | 148821.2 | INR One Lakh Forty Eight Thousand Eight Hundred & Twenty One and Paise Twenty Only | 598 | 676.46
156 | Supply of UPVC pipes (B Type) & fittings conforming to IS-13592-1992 Double Socketed 3 Meter Length (b) 110 mm | BI01010001010000000000000515BI0100001267 | 630 | Mtr. | 356.33 |  |  | Excess(+) | 1 | Full Conversion | INR | [40 empty] | 224487.9 | 224487.9 | INR Two Lakh Twenty Four Thousand Four Hundred & Eighty Seven and Paise Ninety Only | 315 | 356.33
157 | Supply of UPVC pipes (B Type) & fittings conforming to IS-13592-1992 Double socketed 1.2 mtr length (b) 110 mm | BI01010001010000000000000515BI0100001268 | 60 | Mtr. | 364.25 |  |  | Excess(+) | 1 | Full Conversion | INR | [40 empty] | 21855 | 21855 | INR Twenty One Thousand Eight Hundred & Fifty Five Only | 322 | 364.25
158 | Supply of UPVC pipes (B Type) & fittings conforming to IS-13592-1992 Double socketed .9 mtr length (b) 110 mm | BI01010001010000000000000515BI0100001269 | 20.6 | Mtr. | 366.51 |  |  | Excess(+) | 1 | Full Conversion | INR | [40 empty] | 7550.11 | 7550.11 | INR Seven Thousand Five Hundred & Fifty and Paise Eleven Only | 324 | 366.51
159 | Supply of UPVC pipes (B Type) & fittings conforming to IS-13592-1992 Double socketed .6 mtr length (b) 110 mm | BI01010001010000000000000515BI0100001270 | 38.5 | Mtr. | 381.21 |  |  | Excess(+) | 1 | Full Conversion | INR | [40 empty] | 14676.59 | 14676.59 | INR Fourteen Thousand Six Hundred & Seventy Six and Paise Fifty Nine Only | 337 | 381.21
160 | Supply of UPVC pipes (B Type) & fittings conforming to IS-13592-1992 (B). Fittings Coupler b). 110 mm | BI01010001010000000000000515BI0100001271 | 55 | Each | 96.15 |  |  | Excess(+) | 1 | Full Conversion | INR | [40 empty] | 5288.25 | 5288.25 | INR Five Thousand Two Hundred & Eighty Eight and Paise Twenty Five Only | 85 | 96.15
161 | Supply of UPVC pipes (B Type) & fittings conforming to IS-13592-1992 Plain Tee b). 110 mm | BI01010001010000000000000515BI0100001272 | 45 | Each | 96.15 |  |  | Excess(+) | 1 | Full Conversion | INR | [40 empty] | 4326.75 | 4326.75 | INR Four Thousand Three Hundred & Twenty Six and Paise Seventy Five Only | 85 | 96.15
162 | Supply of UPVC pipes (B Type) & fittings conforming to IS-13592-1992 Plain Y b). 110 mm | BI01010001010000000000000515BI0100001273 | 40 | Each | 233.03 |  |  | Excess(+) | 1 | Full Conversion | INR | [40 empty] | 9321.2 | 9321.2 | INR Nine Thousand Three Hundred & Twenty One and Paise Twenty Only | 206 | 233.03
163 | Supply of UPVC pipes (B Type) & fittings conforming to IS-13592-1992 Bend 45° b). 110 mm | BI01010001010000000000000515BI0100001274 | 120 | Each | 100.68 |  |  | Excess(+) | 1 | Full Conversion | INR | [40 empty] | 12081.6 | 12081.6 | INR Twelve Thousand &Eighty One and Paise Sixty Only | 89 | 100.68
164 | Supply of UPVC pipes (B Type) & fittings conforming to IS-13592-1992 Bend 87.5° b). 110 mm | BI01010001010000000000000515BI0100001275 | 120 | Each | 135.74 |  |  | Excess(+) | 1 | Full Conversion | INR | [40 empty] | 16288.8 | 16288.8 | INR Sixteen Thousand Two Hundred & Eighty Eight and Paise Eighty Only | 120 | 135.74
165 | Supply of UPVC pipes (B Type) & fittings conforming to IS-13592-1992 Door Bend (T.S.) b). 110 mm | BI01010001010000000000000515BI0100001276 | 115 | Each | 166.29 |  |  | Excess(+) | 1 | Full Conversion | INR | [40 empty] | 19123.35 | 19123.35 | INR Nineteen Thousand One Hundred & Twenty Three and Paise Thirty Five Only | 147 | 166.29
166 | Supply of UPVC pipes (B Type) & fittings conforming to IS-13592-1992 Vent Cowl b). 110 mm | BI01010001010000000000000515BI0100001277 | 16 | Each | 37.33 |  |  | Excess(+) | 1 | Full Conversion | INR | [40 empty] | 597.28 | 597.28 | INR Five Hundred & Ninety Seven and Paise Twenty Eight Only | 33 | 37.33
167 | Supply of UPVC pipes (B Type) & fittings conforming to IS-13592-1992 Pipe clip b). 110 mm | BI01010001010000000000000515BI0100001278 | 640 | Each | 23.76 |  |  | Excess(+) | 1 | Full Conversion | INR | [40 empty] | 15206.4 | 15206.4 | INR Fifteen Thousand Two Hundred & Six and Paise Forty Only | 21 | 23.76
168 | Supply of UPVC pipes (B Type) & fittings conforming to IS-13592-1992 Pipe clip c). 160 mm | BI01010001010000000000000515BI0100001279 | 280 | Each | 48.64 |  |  | Excess(+) | 1 | Full Conversion | INR | [40 empty] | 13619.2 | 13619.2 | INR Thirteen Thousand Six Hundred & Nineteen and Paise Twenty Only | 43 | 48.64
169 | Labour for fitting and fixing U.P.V.C. pipes for above ground work including cost of jointing materials etc. fitting and fixing all necessary specials, cutting pipes, cutting holes in walls or R.C. floor where necessary and mending good all damages excluding the cost of masonry or concrete work, if necessary, but including the cost and fitting and fixing holder bat clamps (any floor) or for underground work including cutting trenches upto 1.5 metre and refilling the same complete as per direction of the Engineer incharge. (Payment will be made on centre line measurement of the total pipeline including specials. A). Above Ground b). 110 mm | BI01010001010000000000000515BI0100001280 | 750 | Mtr | 64.48 |  |  | Excess(+) | 1 | Full Conversion | INR | [40 empty] | 48360 | 48360 | INR Forty Eight Thousand Three Hundred & Sixty Only | 57 | 64.48
170 | Labour for fitting and fixing U.P.V.C. pipes for above ground work including cost of jointing materials etc. fitting and fixing all necessary specials, cutting pipes, cutting holes in walls or R.C. floor where necessary and mending good all damages excluding the cost of masonry or concrete work, if necessary, but including the cost and fitting and fixing holder bat clamps (any floor) or for underground work including cutting trenches upto 1.5 metre and refilling the same complete as per direction of the Engineer incharge. (Payment will be made on centre line measurement of the total pipeline including specials. Under ground 160 mm | BI01010001010000000000000515BI0100001281 | 220 | Mtr. | 105.2 |  |  | Excess(+) | 1 | Full Conversion | INR | [40 empty] | 23144 | 23144 | INR Twenty Three Thousand One Hundred & Forty Four Only | 93 | 105.2
171 | Supplying, fitting and fixing low-down cistern parts. (i) Internal fittings for cistern complete of approved make. | BI01010001010000000000000515BI0100001282 | 40 | Each set | 321.26 |  |  | Excess(+) | 1 | Full Conversion | INR | [40 empty] | 12850.4 | 12850.4 | INR Twelve Thousand Eight Hundred & Fifty and Paise Forty Only | 284 | 321.26
172 | Supplying, fitting and fixing low-down cistern parts. (ii) Outlet Assembly | BI01010001010000000000000515BI0100001283 | 40 | Each | 315.6 |  |  | Excess(+) | 1 | Full Conversion | INR | [40 empty] | 12624 | 12624 | INR Twelve Thousand Six Hundred & Twenty Four Only | 279 | 315.6
173 | Supplying, fitting and fixing low-down cistern parts. (iii) Intlet Assembly | BI01010001010000000000000515BI0100001284 | 40 | Each | 72.4 |  |  | Excess(+) | 1 | Full Conversion | INR | [40 empty] | 2896 | 2896 | INR Two Thousand Eight Hundred & Ninety Six Only | 64 | 72.4
174 | Supplying, fitting and fixing low-down cistern parts. (iv) Rubber Kid | BI01010001010000000000000515BI0100001285 | 40 | Each | 343.88 |  |  | Excess(+) | 1 | Full Conversion | INR | [40 empty] | 13755.2 | 13755.2 | INR Thirteen Thousand Seven Hundred & Fifty Five and Paise Twenty Only | 304 | 343.88
175 | Supplying, fitting and fixing low-down cistern parts. (v) Knob | BI01010001010000000000000515BI0100001286 | 40 | Each | 343.88 |  |  | Excess(+) | 1 | Full Conversion | INR | [40 empty] | 13755.2 | 13755.2 | INR Thirteen Thousand Seven Hundred & Fifty Five and Paise Twenty Only | 304 | 343.88
176 | Supplying, fitting and fixing low-down cistern parts. (vi) Brackets (pair) | BI01010001010000000000000515BI0100001287 | 40 | Each | 343.88 |  |  | Excess(+) | 1 | Full Conversion | INR | [40 empty] | 13755.2 | 13755.2 | INR Thirteen Thousand Seven Hundred & Fifty Five and Paise Twenty Only | 304 | 343.88
177 | Supplying, fitting and fixing low-down cistern parts. b). E. W.C. & Anglo-Indian W.C. | BI01010001010000000000000515BI0100001288 | 40 | Each | 307.69 |  |  | Excess(+) | 1 | Full Conversion | INR | [40 empty] | 12307.6 | 12307.6 | INR Twelve Thousand Three Hundred & Seven and Paise Sixty Only | 272 | 307.69
178 | Dismantling wash basin with brackets with or without waste fittings. | BI01010001010000000000000515BI0100001289 | 40 | Each | 39.59 |  |  | Excess(+) | 1 | Full Conversion | INR | [40 empty] | 1583.6 | 1583.6 | INR One Thousand Five Hundred & Eighty Three and Paise Sixty Only | 35 | 39.59
179 | Refixing wash basin with brackets with or without waste fittings. | BI01010001010000000000000515BI0100001290 | 40 | Each | 79.18 |  |  | Excess(+) | 1 | Full Conversion | INR | [40 empty] | 3167.2 | 3167.2 | INR Three Thousand One Hundred & Sixty Seven and Paise Twenty Only | 70 | 79.18
180 | Dismantling sink with brackets with or without waste fittings. (ii) Above 450 mm and upto 600 mm length | BI01010001010000000000000515BI0100001291 | 40 | Each | 58.82 |  |  | Excess(+) | 1 | Full Conversion | INR | [40 empty] | 2352.8 | 2352.8 | INR Two Thousand Three Hundred & Fifty Two and Paise Eighty Only | 52 | 58.82
181 | Dismantling pillar cock of wash basin. | BI01010001010000000000000515BI0100001292 | 40 | Each | 10.18 |  |  | Excess(+) | 1 | Full Conversion | INR | [40 empty] | 407.2 | 407.2 | INR Four Hundred & Seven and Paise Twenty Only | 9 | 10.18
182 | Supplying, fitting and fixing shower of approved brand and make. (a) (i) Chromium plated round shower with revolving joint 100 mm dia with rubid cleaning system (Equivalent to Code No. 542(N) & Model - Tropical / Sumthing Special of ESSCO or similar brand). | BI01010001010000000000000515BI0100001293 | 40 | Each | 511.3 |  |  | Excess(+) | 1 | Full Conversion | INR | [40 empty] | 20452 | 20452 | INR Twenty Thousand Four Hundred & Fifty Two Only | 452 | 511.3
183 | (e) Chromium plated double coat Hook(Equivalent to Code No. 35761 & Model - KUBIX of Jaquar or similar). | BI01010001010000000000000515BI0100001294 | 80 | Each | 583.7 |  |  | Excess(+) | 1 | Full Conversion | INR | [40 empty] | 46696 | 46696 | INR Forty Six Thousand Six Hundred & Ninety Six Only | 516 | 583.7
184 | (f) Hand Shower(Health Faucet) with 1mtr Fexible Tube with Wall Hook(Equivalent to Code No.573 & Model -ALLIED of Jaquar or similar). | BI01010001010000000000000515BI0100001295 | 40 | Each | 1415.13 |  |  | Excess(+) | 1 | Full Conversion | INR | [40 empty] | 56605.2 | 56605.2 | INR Fifty Six Thousand Six Hundred & Five and Paise Twenty Only | 1251 | 1415.13
185 | Supplying, fitting and fixing CPVC (Chlorinated Polyvinyl Chloride) pipes of approved make conforming to IS-15778: 2007 . with all necessary accessories, specials viz. socket, bend, tee, union, cross, elbo, nipple, longscrew, reducing socket, reducing tee, short piece etc. fitted with holder bats clamps, including cutting pipes, fitting, fixing etc. complete in all respect including cost of all necessary fittings as required,jointing materials in any position above ground. (Payment will be made on the centre line measurements of total pipe line including all specials. No separate payment will be made for accesories, specials. b). Concealed Work CPVC Pipes Class-1,SDR-11 15 mm Dia | BI01010001010000000000000515BI0100001296 | 654 | Mtr. | 158.37 |  |  | Excess(+) | 1 | Full Conversion | INR | [40 empty] | 103573.98 | 103573.98 | INR One Lakh Three Thousand Five Hundred & Seventy Three and Paise Ninety Eight Only | 140 | 158.37
186 | Supplying, fitting and fixing CPVC (Chlorinated Polyvinyl Chloride) pipes of approved make conforming to IS-15778: 2007 . with all necessary accessories, specials viz. socket, bend, tee, union, cross, elbo, nipple, longscrew, reducing socket, reducing tee, short piece etc. fitted with holder bats clamps, including cutting pipes, fitting, fixing etc. complete in all respect including cost of all necessary fittings as required,jointing materials in any position above ground. (Payment will be made on the centre line measurements of total pipe line including all specials. No separate payment will be made for accesories, specials. b). Concealed Work CPVC Pipes Class-1,SDR-11 20 mm Dia | BI01010001010000000000000515BI0100001297 | 380 | Mtr. | 193.44 |  |  | Excess(+) | 1 | Full Conversion | INR | [40 empty] | 73507.2 | 73507.2 | INR Seventy Three Thousand Five Hundred & Seven and Paise Twenty Only | 171 | 193.44
187 | Supplying, fitting and fixing CPVC (Chlorinated Polyvinyl Chloride) pipes of approved make conforming to IS-15778: 2007 . with all necessary accessories, specials viz. socket, bend, tee, union, cross, elbo, nipple, longscrew, reducing socket, reducing tee, short piece etc. fitted with holder bats clamps, including cutting pipes, fitting, fixing etc. complete in all respect including cost of all necessary fittings as required,jointing materials in any position above ground. (Payment will be made on the centre line measurements of total pipe line including all specials. No separate payment will be made for accesories, specials. b). Concealed Work CPVC Pipes Class-1,SDR-11 25 mm Dia | BI01010001010000000000000515BI0100001298 | 345 | Mtr. | 265.83 |  |  | Excess(+) | 1 | Full Conversion | INR | [40 empty] | 91711.35 | 91711.35 | INR Ninety One Thousand Seven Hundred & Eleven and Paise Thirty Five Only | 235 | 265.83
188 | Supplying, fitting and fixing bib cock or stop cock. (b) (i) Chromium plated Stop Cock (Equivalent to Code No. 513(A) & 513(B) & Model - Tropical / Sumthing Special of ESSCO or similar bfrand | BI01010001010000000000000515BI0100001299 | 120 | Each | 557.68 |  |  | Excess(+) | 1 | Full Conversion | INR | [40 empty] | 66921.6 | 66921.6 | INR Sixty Six Thousand Nine Hundred & Twenty One and Paise Sixty Only | 493 | 557.68
189 | Supplying, fitting and fixing bib cock or stop cock. (d) (i) Chromium plated angular Stop Cock with wall flange (Equivalent to Code No. 5053 & Model - Florentine of Jaquar or similar brand). | BI01010001010000000000000515BI0100001300 | 40 | Each | 921.93 |  |  | Excess(+) | 1 | Full Conversion | INR | [40 empty] | 36877.2 | 36877.2 | INR Thirty Six Thousand Eight Hundred & Seventy Seven and Paise Twenty Only | 815 | 921.93
190 | plain Floor Trap with Top tile & Strainer 75 mm | BI01010001010000000000000515BI0100001301 | 80 | Each | 162.89 |  |  | Excess(+) | 1 | Full Conversion | INR | [40 empty] | 13031.2 | 13031.2 | INR Thirteen Thousand &Thirty One and Paise Twenty Only | 144 | 162.89
191 | Supplying, fitting and fixing 10 litre porcelain low-down cistern of approved make with either side or bottom inlet, side overflow, brackets complete with all internnal PVC fittings. White | BI01010001010000000000000515BI0100001302 | 40 | Each | 2598.37 |  |  | Excess(+) | 1 | Full Conversion | INR | [40 empty] | 103934.8 | 103934.8 | INR One Lakh Three Thousand Nine Hundred & Thirty Four and Paise Eighty Only | 2297 | 2598.37
192 | Supplying, fitting and fixing white vitreous china best quality approved make wash basin with C.I. brackets on 75 mm X 75 mm wooden blocks, C.P. waste fittings of 32 mm dia., one approved quality brass C.P. pillar cock of 15 mm dia., C.P. chain with rubber plug of 30 mm dia., approved quality P.V.C. waste pipe with C.P. nut 32 mm dia., 900 mm long approved quality P.V.C. connection pipe with heavy brass C.P. nut including mending good all damages and painting the brackets with two coats of approved paint. (ii) 550 mm X 400 mm size | BI01010001010000000000000515BI0100001303 | 40 | Each | 2497.69 |  |  | Excess(+) | 1 | Full Conversion | INR | [40 empty] | 99907.6 | 99907.6 | INR Ninety Nine Thousand Nine Hundred & Seven and Paise Sixty Only | 2208 | 2497.69
193 | Supplying, fitting and fixing stainless steel sink complete with waste fittings and two coats of painting of C.I. brackets. a). Sink only (ii) 630 mm X 550 mm X 180 mm | BI01010001010000000000000515BI0100001304 | 40 | Each | 4284.99 |  |  | Excess(+) | 1 | Full Conversion | INR | [40 empty] | 171399.6 | 171399.6 | INR One Lakh Seventy One Thousand Three Hundred & Ninety Nine and Paise Sixty Only | 3788 | 4284.99
194 | Supplying,fitting and fixing approved brand 32 mm dia.P.V.C. waste pipe, with PVC coupling at one end fitted with necessary clamps. (iv) 1050 mm long | BI01010001010000000000000515BI0100001305 | 40 | Each | 102.94 |  |  | Excess(+) | 1 | Full Conversion | INR | [40 empty] | 4117.6 | 4117.6 | INR Four Thousand One Hundred & Seventeen and Paise Sixty Only | 91 | 102.94
195 | Supplying, fitting and fixing Anglo-Indian W.C. in white glazed vitreous china ware of approved make complete in position with necessary bolts, nuts etc. with 'P' Trap(With Vent) | BI01010001010000000000000515BI0100001306 | 40 | Each | 3511.24 |  |  | Excess(+) | 1 | Full Conversion | INR | [40 empty] | 140449.6 | 140449.6 | INR One Lakh Forty Thousand Four Hundred & Forty Nine and Paise Sixty Only | 3104 | 3511.24
196 | Supplying, fitting and fixing glass shelf with aluminium guard rails. (a) Ordinary type with 5.5 mm sheet glass 600 mm X 125 mm | BI01010001010000000000000515BI0100001307 | 40 | Each | 542.98 |  |  | Excess(+) | 1 | Full Conversion | INR | [40 empty] | 21719.2 | 21719.2 | INR Twenty One Thousand Seven Hundred & Nineteen and Paise Twenty Only | 480 | 542.98
197 | Supplying, fitting and fixing liquid soap container. (a) Cromium plated. | BI01010001010000000000000515BI0100001308 | 40 | Each | 444.56 |  |  | Excess(+) | 1 | Full Conversion | INR | [40 empty] | 17782.4 | 17782.4 | INR Seventeen Thousand Seven Hundred & Eighty Two and Paise Forty Only | 393 | 444.56
198 | Supplying, fitting and fixing soap holder. Fibre Glass | BI01010001010000000000000515BI0100001309 | 80 | Each | 65.61 |  |  | Excess(+) | 1 | Full Conversion | INR | [40 empty] | 5248.8 | 5248.8 | INR Five Thousand Two Hundred & Forty Eight and Paise Eighty Only | 58 | 65.61
199 | Supplying, fitting and fixing towel rail with two brackets. Aluminium (iii) 25 mm dia. and 750 mm long | BI01010001010000000000000515BI0100001310 | 60 | Each | 211.53 |  |  | Excess(+) | 1 | Full Conversion | INR | [40 empty] | 12691.8 | 12691.8 | INR Twelve Thousand Six Hundred & Ninety One and Paise Eighty Only | 187 | 211.53
200 | Dismantling G.I. tank including disconnecting pipe connection. | BI01010001010000000000000515BI0100001311 | 4 | Each | 130.09 |  |  | Excess(+) | 1 | Full Conversion | INR | [40 empty] | 520.36 | 520.36 | INR Five Hundred & Twenty and Paise Thirty Six Only | 115 | 130.09
201 | Supplying P.V.C. water storage tank of approved quality with closed top with lid (Black) - Multilayer c). 3000 litre capacity | BI01010001010000000000000515BI0100001312 | 8 | Each | 17686.31 |  |  | Excess(+) | 1 | Full Conversion | INR | [40 empty] | 141490.48 | 141490.48 | INR One Lakh Forty One Thousand Four Hundred & Ninety and Paise Forty Eight Only | 15635 | 17686.31
202 | Labour for hoisting plastic water storage tank. (ii) Above 1500 litre upto 5000 litre capacity. (a) Upto 1st story from G.L. | BI01010001010000000000000515BI0100001313 | 8 | Each | 174.2 |  |  | Excess(+) | 1 | Full Conversion | INR | [40 empty] | 1393.6 | 1393.6 | INR One Thousand Three Hundred & Ninety Three and Paise Sixty Only | 154 | 174.2
203 | Labour for hoisting plastic water storage tank. (ii) Above 1500 litre upto 5000 litre capacity. (b) Extra for each additional story | BI01010001010000000000000515BI0100001314 | 8 | Each | 325.79 |  |  | Excess(+) | 1 | Full Conversion | INR | [40 empty] | 2606.32 | 2606.32 | INR Two Thousand Six Hundred & Six and Paise Thirty Two Only | 288 | 325.79
204 | Labour for punching hole in plastic water storage tank upto 50 mm dia. | BI01010001010000000000000515BI0100001315 | 8 | Each | 21.49 |  |  | Excess(+) | 1 | Full Conversion | INR | [40 empty] | 171.92 | 171.92 | INR One Hundred & Seventy One and Paise Ninety Two Only | 19 | 21.49
205 | Electrical Works Dismantling the existing damaged wiring including switches, distribution bords etc. with all accessories from wall/ roof as directed by the EIC. | BI01010001010000000000000515BI0100001316 | 3 | item | 226.24 |  |  | Excess(+) | 1 | Full Conversion | INR | [40 empty] | 678.72 | 678.72 | INR Six Hundred & Seventy Eight and Paise Seventy Two Only | 200 | 226.24
206 | S & drawing 1.1 KV different size copper wire (Brand approved by EIC) in prelaid polythene pipe on wall for different power plug & SPN DB , light and fan points etc. after cutting channel of size (40mmx40mm) on masonary wall by electrical operate cutting machine incl. s&f heavy gauge 19mm,3mm thick polythene pype by means of anchoring chemical GI U hocks of 8 SWG incl. suuply and drawing 18 SWG GI wire as fish wire and mending good damages to original finish 3x1.5 sqmm | BI01010001010000000000000515BI0100001317 | 30 | mtr | 109.73 |  |  | Excess(+) | 1 | Full Conversion | INR | [40 empty] | 3291.9 | 3291.9 | INR Three Thousand Two Hundred & Ninety One and Paise Ninety Only | 97 | 109.73
207 | S & drawing 1.1 KV different size copper wire (Brand approved by EIC) in prelaid polythene pipe on wall for different power plug & SPN DB , light and fan points etc. after cutting channel of size (40mmx40mm) on masonary wall by electrical operate cutting machine incl. s&f heavy gauge 19mm,3mm thick polythene pype by means of anchoring chemical GI U hocks of 8 SWG incl. suuply and drawing 18 SWG GI wire as fish wire and mending good damages to original finish a) 2x2.5 sqmm & 1x1.5 sqmm (for power plug. | BI01010001010000000000000515BI0100001318 | 5 | mtr | 144.79 |  |  | Excess(+) | 1 | Full Conversion | INR | [40 empty] | 723.95 | 723.95 | INR Seven Hundred & Twenty Three and Paise Ninety Five Only | 128 | 144.79
208 | Supply of 4ft. Long 20 watt single LEDTube Light fittings(Make-crompton LTT 8-20-865 , IGP 131 LT 8-16) | BI01010001010000000000000515BI0100001319 | 1 | nos | 930.98 |  |  | Excess(+) | 1 | Full Conversion | INR | [40 empty] | 930.98 | 930.98 | INR Nine Hundred & Thirty and Paise Ninety Eight Only | 823 | 930.98
209 | Fixing only single/twin fluorescent light fittings complete with all accessories directly on wall/ceiling/ HW round block and suitable size of MS fastener. | BI01010001010000000000000515BI0100001320 | 1 | nos | 113.12 |  |  | Excess(+) | 1 | Full Conversion | INR | [40 empty] | 113.12 | 113.12 | INR One Hundred & Thirteen and Paise Twelve Only | 100 | 113.12
210 | Supply and fixingof 45 Watt LED street light fitting (make Crompton / philips) | BI01010001010000000000000515BI0100001321 | 2 | do | 3902.64 |  |  | Excess(+) | 1 | Full Conversion | INR | [40 empty] | 7805.28 | 7805.28 | INR Seven Thousand Eight Hundred & Five and Paise Twenty Eight Only | 3450 | 3902.64
211 | Supply & fixing 40mm dia GI (ISI-M) pipe of length 1.20 mtr long KMDA type Arm bracket thouroughly welded with 100mm dia 30 cm long vertical jacket with necy. tie support incl. S/F pole cap & painting as derection of the EIC. | BI01010001010000000000000515BI0100001322 | 2 | do | 912.88 |  |  | Excess(+) | 1 | Full Conversion | INR | [40 empty] | 1825.76 | 1825.76 | INR One Thousand Eight Hundred & Twenty Five and Paise Seventy Six Only | 807 | 912.88
212 | Earthing the installation by 2” dia G.I.Pipe, 4 SWG G.I.wire,1.5” dia G.I.pipe protection with nut,bolt,washer etc as per GS. | BI01010001010000000000000515BI0100001323 | 8 | do | 1548.61 |  |  | Excess(+) | 1 | Full Conversion | INR | [40 empty] | 12388.88 | 12388.88 | INR Twelve Thousand Three Hundred & Eighty Eight and Paise Eighty Eight Only | 1369 | 1548.61
213 | S & F of the galvaanized MS flat 25mm x 6mm earth bus bar as per GS. | BI01010001010000000000000515BI0100001324 | 8 | mtr. | 176.47 |  |  | Excess(+) | 1 | Full Conversion | INR | [40 empty] | 1411.76 | 1411.76 | INR One Thousand Four Hundred & Eleven and Paise Seventy Six Only | 156 | 176.47
214 | Earth Continuity Conductor Solid GI wire | BI01010001010000000000000515BI0100001325 | 100 | mtr | 20.36 |  |  | Excess(+) | 1 | Full Conversion | INR | [40 empty] | 2036 | 2036 | INR Two Thousand &Thirty Six Only | 18 | 20.36
215 | GI PIPE S&F (ISI-M)40 mm GI Pipe | BI01010001010000000000000515BI0100001326 | 30 | mtr | 278.28 |  |  | Excess(+) | 1 | Full Conversion | INR | [40 empty] | 8348.4 | 8348.4 | INR Eight Thousand Three Hundred & Forty Eight and Paise Forty Only | 246 | 278.28
Total in Figures | [51 empty] | 20938345.01 | 20938345.01 | INR Two Crore Nine Lakh Thirty Eight Thousand Three Hundred & Forty Five and Paise One Only |  |  | 4 | Construction of chamber for 100mm sluice plates | item5 | 10 | Nos
Quoted Rate in Figures |  |  |  | Select | [47 empty] | 0 | 0 | INR Zero Only
Quoted Rate in Words |  | INR Zero Only
Note on K17: gepadmin: 1. If you choose "Full Conversion" then Column BA (AMOUNT) and Column BB (TAXES) BOTH values will be convert based on selected Currency in (Column L). 2. If you choose "Partial Conversion" then Column BA (AMOUNT) only will be converted based on selected currency (Column L) and Column BB (TAXES) value (INR) will be added to the converted values.
Note on K18: gepadmin: 1. If you choose "Full Conversion" then Column BA (AMOUNT) and Column BB (TAXES) BOTH values will be convert based on selected Currency in (Column L). 2. If you choose "Partial Conversion" then Column BA (AMOUNT) only will be converted based on selected currency (Column L) and Column BB (TAXES) value (INR) will be added to the converted values.
Note on K25: gepadmin: 1. If you choose "Full Conversion" then Column BA (AMOUNT) and Column BB (TAXES) BOTH values will be convert based on selected Currency in (Column L). 2. If you choose "Partial Conversion" then Column BA (AMOUNT) only will be converted based on selected currency (Column L) and Column BB (TAXES) value (INR) will be added to the converted values.
Note on K13: gepadmin: 1. If you choose "Full Conversion" then Column BA (AMOUNT) and Column BB (TAXES) BOTH values will be convert based on selected Currency in (Column L). 2. If you choose "Partial Conversion" then Column BA (AMOUNT) only will be converted based on selected currency (Column L) and Column BB (TAXES) value (INR) will be added to the converted values.
Note on K129: gepadmin: 1. If you choose "Full Conversion" then Column BA (AMOUNT) and Column BB (TAXES) BOTH values will be convert based on selected Currency in (Column L). 2. If you choose "Partial Conversion" then Column BA (AMOUNT) only will be converted based on selected currency (Column L) and Column BB (TAXES) value (INR) will be added to the converted values.
Note on K159: gepadmin: 1. If you choose "Full Conversion" then Column BA (AMOUNT) and Column BB (TAXES) BOTH values will be convert based on selected Currency in (Column L). 2. If you choose "Partial Conversion" then Column BA (AMOUNT) only will be converted based on selected currency (Column L) and Column BB (TAXES) value (INR) will be added to the converted values.
Note on K161: gepadmin: 1. If you choose "Full Conversion" then Column BA (AMOUNT) and Column BB (TAXES) BOTH values will be convert based on selected Currency in (Column L). 2. If you choose "Partial Conversion" then Column BA (AMOUNT) only will be converted based on selected currency (Column L) and Column BB (TAXES) value (INR) will be added to the converted values.
Note on K166: gepadmin: 1. If you choose "Full Conversion" then Column BA (AMOUNT) and Column BB (TAXES) BOTH values will be convert based on selected Currency in (Column L). 2. If you choose "Partial Conversion" then Column BA (AMOUNT) only will be converted based on selected currency (Column L) and Column BB (TAXES) value (INR) will be added to the converted values.
Note on K15: gepadmin: 1. If you choose "Full Conversion" then Column BA (AMOUNT) and Column BB (TAXES) BOTH values will be convert based on selected Currency in (Column L). 2. If you choose "Partial Conversion" then Column BA (AMOUNT) only will be converted based on selected currency (Column L) and Column BB (TAXES) value (INR) will be added to the converted values.
Note on K122: gepadmin: 1. If you choose "Full Conversion" then Column BA (AMOUNT) and Column BB (TAXES) BOTH values will be convert based on selected Currency in (Column L). 2. If you choose "Partial Conversion" then Column BA (AMOUNT) only will be converted based on selected currency (Column L) and Column BB (TAXES) value (INR) will be added to the converted values.
Note on K130: gepadmin: 1. If you choose "Full Conversion" then Column BA (AMOUNT) and Column BB (TAXES) BOTH values will be convert based on selected Currency in (Column L). 2. If you choose "Partial Conversion" then Column BA (AMOUNT) only will be converted based on selected currency (Column L) and Column BB (TAXES) value (INR) will be added to the converted values.
Note on K155: gepadmin: 1. If you choose "Full Conversion" then Column BA (AMOUNT) and Column BB (TAXES) BOTH values will be convert based on selected Currency in (Column L). 2. If you choose "Partial Conversion" then Column BA (AMOUNT) only will be converted based on selected currency (Column L) and Column BB (TAXES) value (INR) will be added to the converted values.
Note on K19: gepadmin: 1. If you choose "Full Conversion" then Column BA (AMOUNT) and Column BB (TAXES) BOTH values will be convert based on selected Currency in (Column L). 2. If you choose "Partial Conversion" then Column BA (AMOUNT) only will be converted based on selected currency (Column L) and Column BB (TAXES) value (INR) will be added to the converted values.
Note on K118: gepadmin: 1. If you choose "Full Conversion" then Column BA (AMOUNT) and Column BB (TAXES) BOTH values will be convert based on selected Currency in (Column L). 2. If you choose "Partial Conversion" then Column BA (AMOUNT) only will be converted based on selected currency (Column L) and Column BB (TAXES) value (INR) will be added to the converted values.
Note on K44: gepadmin: 1. If you choose "Full Conversion" then Column BA (AMOUNT) and Column BB (TAXES) BOTH values will be convert based on selected Currency in (Column L). 2. If you choose "Partial Conversion" then Column BA (AMOUNT) only will be converted based on selected currency (Column L) and Column BB (TAXES) value (INR) will be added to the converted values.
Note on K123: gepadmin: 1. If you choose "Full Conversion" then Column BA (AMOUNT) and Column BB (TAXES) BOTH values will be convert based on selected Currency in (Column L). 2. If you choose "Partial Conversion" then Column BA (AMOUNT) only will be converted based on selected currency (Column L) and Column BB (TAXES) value (INR) will be added to the converted values.
Note on K124: gepadmin: 1. If you choose "Full Conversion" then Column BA (AMOUNT) and Column BB (TAXES) BOTH values will be convert based on selected Currency in (Column L). 2. If you choose "Partial Conversion" then Column BA (AMOUNT) only will be converted based on selected currency (Column L) and Column BB (TAXES) value (INR) will be added to the converted values.
Note on K148: gepadmin: 1. If you choose "Full Conversion" then Column BA (AMOUNT) and Column BB (TAXES) BOTH values will be convert based on selected Currency in (Column L). 2. If you choose "Partial Conversion" then Column BA (AMOUNT) only will be converted based on selected currency (Column L) and Column BB (TAXES) value (INR) will be added to the converted values.
Note on K157: gepadmin: 1. If you choose "Full Conversion" then Column BA (AMOUNT) and Column BB (TAXES) BOTH values will be convert based on selected Currency in (Column L). 2. If you choose "Partial Conversion" then Column BA (AMOUNT) only will be converted based on selected currency (Column L) and Column BB (TAXES) value (INR) will be added to the converted values.
Note on K151: gepadmin: 1. If you choose "Full Conversion" then Column BA (AMOUNT) and Column BB (TAXES) BOTH values will be convert based on selected Currency in (Column L). 2. If you choose "Partial Conversion" then Column BA (AMOUNT) only will be converted based on selected currency (Column L) and Column BB (TAXES) value (INR) will be added to the converted values.
Note on K30: gepadmin: 1. If you choose "Full Conversion" then Column BA (AMOUNT) and Column BB (TAXES) BOTH values will be convert based on selected Currency in (Column L). 2. If you choose "Partial Conversion" then Column BA (AMOUNT) only will be converted based on selected currency (Column L) and Column BB (TAXES) value (INR) will be added to the converted values.
Note on K31: gepadmin: 1. If you choose "Full Conversion" then Column BA (AMOUNT) and Column BB (TAXES) BOTH values will be convert based on selected Currency in (Column L). 2. If you choose "Partial Conversion" then Column BA (AMOUNT) only will be converted based on selected currency (Column L) and Column BB (TAXES) value (INR) will be added to the converted values.
Note on K26: gepadmin: 1. If you choose "Full Conversion" then Column BA (AMOUNT) and Column BB (TAXES) BOTH values will be convert based on selected Currency in (Column L). 2. If you choose "Partial Conversion" then Column BA (AMOUNT) only will be converted based on selected currency (Column L) and Column BB (TAXES) value (INR) will be added to the converted values.
Note on K125: gepadmin: 1. If you choose "Full Conversion" then Column BA (AMOUNT) and Column BB (TAXES) BOTH values will be convert based on selected Currency in (Column L). 2. If you choose "Partial Conversion" then Column BA (AMOUNT) only will be converted based on selected currency (Column L) and Column BB (TAXES) value (INR) will be added to the converted values.
Note on K131: gepadmin: 1. If you choose "Full Conversion" then Column BA (AMOUNT) and Column BB (TAXES) BOTH values will be convert based on selected Currency in (Column L). 2. If you choose "Partial Conversion" then Column BA (AMOUNT) only will be converted based on selected currency (Column L) and Column BB (TAXES) value (INR) will be added to the converted values.
Note on K156: gepadmin: 1. If you choose "Full Conversion" then Column BA (AMOUNT) and Column BB (TAXES) BOTH values will be convert based on selected Currency in (Column L). 2. If you choose "Partial Conversion" then Column BA (AMOUNT) only will be converted based on selected currency (Column L) and Column BB (TAXES) value (INR) will be added to the converted values.
Note on K160: gepadmin: 1. If you choose "Full Conversion" then Column BA (AMOUNT) and Column BB (TAXES) BOTH values will be convert based on selected Currency in (Column L). 2. If you choose "Partial Conversion" then Column BA (AMOUNT) only will be converted based on selected currency (Column L) and Column BB (TAXES) value (INR) will be added to the converted values.
Note on K14: gepadmin: 1. If you choose "Full Conversion" then Column BA (AMOUNT) and Column BB (TAXES) BOTH values will be convert based on selected Currency in (Column L). 2. If you choose "Partial Conversion" then Column BA (AMOUNT) only will be converted based on selected currency (Column L) and Column BB (TAXES) value (INR) will be added to the converted values.
Note on K16: gepadmin: 1. If you choose "Full Conversion" then Column BA (AMOUNT) and Column BB (TAXES) BOTH values will be convert based on selected Currency in (Column L). 2. If you choose "Partial Conversion" then Column BA (AMOUNT) only will be converted based on selected currency (Column L) and Column BB (TAXES) value (INR) will be added to the converted values.
Note on K158: gepadmin: 1. If you choose "Full Conversion" then Column BA (AMOUNT) and Column BB (TAXES) BOTH values will be convert based on selected Currency in (Column L). 2. If you choose "Partial Conversion" then Column BA (AMOUNT) only will be converted based on selected currency (Column L) and Column BB (TAXES) value (INR) will be added to the converted values.
Note on K165: gepadmin: 1. If you choose "Full Conversion" then Column BA (AMOUNT) and Column BB (TAXES) BOTH values will be convert based on selected Currency in (Column L). 2. If you choose "Partial Conversion" then Column BA (AMOUNT) only will be converted based on selected currency (Column L) and Column BB (TAXES) value (INR) will be added to the converted values.
Note on K146: gepadmin: 1. If you choose "Full Conversion" then Column BA (AMOUNT) and Column BB (TAXES) BOTH values will be convert based on selected Currency in (Column L). 2. If you choose "Partial Conversion" then Column BA (AMOUNT) only will be converted based on selected currency (Column L) and Column BB (TAXES) value (INR) will be added to the converted values.
Note on K147: gepadmin: 1. If you choose "Full Conversion" then Column BA (AMOUNT) and Column BB (TAXES) BOTH values will be convert based on selected Currency in (Column L). 2. If you choose "Partial Conversion" then Column BA (AMOUNT) only will be converted based on selected currency (Column L) and Column BB (TAXES) value (INR) will be added to the converted values.
Note on K27: gepadmin: 1. If you choose "Full Conversion" then Column BA (AMOUNT) and Column BB (TAXES) BOTH values will be convert based on selected Currency in (Column L). 2. If you choose "Partial Conversion" then Column BA (AMOUNT) only will be converted based on selected currency (Column L) and Column BB (TAXES) value (INR) will be added to the converted values.
Note on K28: gepadmin: 1. If you choose "Full Conversion" then Column BA (AMOUNT) and Column BB (TAXES) BOTH values will be convert based on selected Currency in (Column L). 2. If you choose "Partial Conversion" then Column BA (AMOUNT) only will be converted based on selected currency (Column L) and Column BB (TAXES) value (INR) will be added to the converted values.
Note on K29: gepadmin: 1. If you choose "Full Conversion" then Column BA (AMOUNT) and Column BB (TAXES) BOTH values will be convert based on selected Currency in (Column L). 2. If you choose "Partial Conversion" then Column BA (AMOUNT) only will be converted based on selected currency (Column L) and Column BB (TAXES) value (INR) will be added to the converted values.
Note on K179: gepadmin: 1. If you choose "Full Conversion" then Column BA (AMOUNT) and Column BB (TAXES) BOTH values will be convert based on selected Currency in (Column L). 2. If you choose "Partial Conversion" then Column BA (AMOUNT) only will be converted based on selected currency (Column L) and Column BB (TAXES) value (INR) will be added to the converted values.
Note on K180: gepadmin: 1. If you choose "Full Conversion" then Column BA (AMOUNT) and Column BB (TAXES) BOTH values will be convert based on selected Currency in (Column L). 2. If you choose "Partial Conversion" then Column BA (AMOUNT) only will be converted based on selected currency (Column L) and Column BB (TAXES) value (INR) will be added to the converted values.
Note on K181: gepadmin: 1. If you choose "Full Conversion" then Column BA (AMOUNT) and Column BB (TAXES) BOTH values will be convert based on selected Currency in (Column L). 2. If you choose "Partial Conversion" then Column BA (AMOUNT) only will be converted based on selected currency (Column L) and Column BB (TAXES) value (INR) will be added to the converted values.
Note on K182: gepadmin: 1. If you choose "Full Conversion" then Column BA (AMOUNT) and Column BB (TAXES) BOTH values will be convert based on selected Currency in (Column L). 2. If you choose "Partial Conversion" then Column BA (AMOUNT) only will be converted based on selected currency (Column L) and Column BB (TAXES) value (INR) will be added to the converted values.
Note on K20: gepadmin: 1. If you choose "Full Conversion" then Column BA (AMOUNT) and Column BB (TAXES) BOTH values will be convert based on selected Currency in (Column L). 2. If you choose "Partial Conversion" then Column BA (AMOUNT) only will be converted based on selected currency (Column L) and Column BB (TAXES) value (INR) will be added to the converted values.
Note on K21: gepadmin: 1. If you choose "Full Conversion" then Column BA (AMOUNT) and Column BB (TAXES) BOTH values will be convert based on selected Currency in (Column L). 2. If you choose "Partial Conversion" then Column BA (AMOUNT) only will be converted based on selected currency (Column L) and Column BB (TAXES) value (INR) will be added to the converted values.
Note on K22: gepadmin: 1. If you choose "Full Conversion" then Column BA (AMOUNT) and Column BB (TAXES) BOTH values will be convert based on selected Currency in (Column L). 2. If you choose "Partial Conversion" then Column BA (AMOUNT) only will be converted based on selected currency (Column L) and Column BB (TAXES) value (INR) will be added to the converted values.
Note on K23: gepadmin: 1. If you choose "Full Conversion" then Column BA (AMOUNT) and Column BB (TAXES) BOTH values will be convert based on selected Currency in (Column L). 2. If you choose "Partial Conversion" then Column BA (AMOUNT) only will be converted based on selected currency (Column L) and Column BB (TAXES) value (INR) will be added to the converted values.
Note on K24: gepadmin: 1. If you choose "Full Conversion" then Column BA (AMOUNT) and Column BB (TAXES) BOTH values will be convert based on selected Currency in (Column L). 2. If you choose "Partial Conversion" then Column BA (AMOUNT) only will be converted based on selected currency (Column L) and Column BB (TAXES) value (INR) will be added to the converted values.
Note on K202: gepadmin: 1. If you choose "Full Conversion" then Column BA (AMOUNT) and Column BB (TAXES) BOTH values will be convert based on selected Currency in (Column L). 2. If you choose "Partial Conversion" then Column BA (AMOUNT) only will be converted based on selected currency (Column L) and Column BB (TAXES) value (INR) will be added to the converted values.
Note on K203: gepadmin: 1. If you choose "Full Conversion" then Column BA (AMOUNT) and Column BB (TAXES) BOTH values will be convert based on selected Currency in (Column L). 2. If you choose "Partial Conversion" then Column BA (AMOUNT) only will be converted based on selected currency (Column L) and Column BB (TAXES) value (INR) will be added to the converted values.

## Macros
Please Enable Macros to View BoQ information