## BoQ1 (hidden)
Percentage BoQ
BoQ_Ver3.0 | Percentage | Normal | INR Only | INR
Select, At Par, Excess (+), Less (-) |  | IOCL
Tender Inviting Authority: The Additional Chief Engineer, W.B.P.H&.I.D.Corpn. Ltd.
Name of Work: Repair, renovation & Upgradation of DIB Office Building (G+2) under Cooch Behar District.
Contract No: WBPHIDCL/Addl.CE/NIT- 137(e)/2018-2019 For Sl. No. 3 (1st Call)
Bidder Name :
PRICE SCHEDULE (This BOQ template must not be modified/replaced by the bidder and the same should be uploaded after filling the relevent columns, else the bidder is liable to be rejected for this tender. Bidders are allowed to enter the Bidder Name and Values only )
NUMBER # | TEXT # | TEXT # | NUMBER # | TEXT # | NUMBER | NUMBER | TEXT | TEXT # | NUMBER # | TEXT# | TEXT # | NUMBER # | NUMBER | NUMBER | NUMBER | NUMBER | TEXT | TEXT | NUMBER | NUMBER | NUMBER | NUMBER | TEXT | TEXT | NUMBER | NUMBER | NUMBER | NUMBER | TEXT | TEXT | NUMBER | NUMBER | NUMBER | NUMBER | TEXT | TEXT | NUMBER | NUMBER | NUMBER | NUMBER | TEXT | TEXT | NUMBER | NUMBER | NUMBER # | NUMBER # | TEXT | TEXT | NUMBER # | NUMBER # | DATE | NUMBER # | NUMBER # | TEXT #
Sl. No. | Item Description | Item Code / Make | Quantity | Units | Estimated Rate |  |  | Addition / Deduction | Addition / Deduction Values | Currency Convertion against each Item | Quoted Currency in INR / Other Currency | BASIC RATE In Figures To be entered by the Bidder Rs. P | Excise Duty | VAT | Freight Charges ( Unloading & Stacking) | Any Other Taxes/Duties/Levies |  |  | Other Taxes 2 | IIIrd Party i.e DGS&D / RITES etc Inspection Charges @0.34%+Service Tax | Less for Cenvat Credit,if any respect of Supplies Under full Excise Duty Category | [30 empty] | TOTAL AMOUNT With Taxes | TOTAL AMOUNT With Taxes | TOTAL AMOUNT In Words
1 | 2 | 3 | 4 | 5 | 6 | 7 | 8 | 9 | 10 | 11 | 12 | 13 | 14 | 15 | 16 | 17 | 18 | 19 | 20 | 21 | 22 | 23 | 24 | 25 | 26 | 27 | 28 | 29 | 30 | 31 | 32 | 33 | 34 | 35 | 36 | 37 | 38 | 39 | 40 | 41 | 42 | 43 | 44 | 45 | 46 | 47 | 48 | 49 | 50 | 51 | 52 | 53 | 54 | 55
1 | Civil Works | BI01010001010000000000000515BI0100001112 | [54 empty] | 1 | Construction of chamber for 100mm sluices valve | item1 | 10 | 1 Nos
2 | Cleaning and removing conservancy garbage mixed with rubbish & other filthy materials from the road side flank, drain and compound including sutting, loading, unloading to and from truck or cart by Mathor labour & removing the same to any distance. | BI01010001010000000000000515BI0100001113 | 2 | Cum | 64.05 |  |  | Excess(+) | 1 | Full Conversion | INR | [40 empty] | 128.1 | 128.1 | INR One Hundred & Twenty Eight and Paise Ten Only | 56.62 | 64.05 | [5 empty] | 2 | Construction of chamber for 100mm sluices valve | item3 | 10 | Nos
3 | Removal of rubbish,earth etc. from the working site and disposal of the same beyond the compound, in conformity with the Municipal / Corporation Rules for such disposal, loading into truck and cleaning the site in all respect as per direction of Engineer in charge | BI01010001010000000000000515BI0100001114 | 2 | Cum | 187.78 |  |  | Excess(+) | 1 | Full Conversion | INR | [40 empty] | 375.56 | 375.56 | INR Three Hundred & Seventy Five and Paise Fifty Six Only | 166 | 187.78 | [5 empty] | 3 | Supplying, Conveying and fixing spls. Including ea | item4 | 10 | Nos
4 | Removing loose scales, blisters etc. from old painted surface and thoroughly smoothening the surface to make the same suitable for receiving fresh coat of paint. | BI01010001010000000000000515BI0100001115 | 52 | Sqm | 23.76 |  |  | Excess(+) | 1 | Full Conversion | INR | [40 empty] | 1235.52 | 1235.52 | INR One Thousand Two Hundred & Thirty Five and Paise Fifty Two Only | 21 | 23.76 | [5 empty] | 1.01 | Supplying, Conveying and fixing spls. Including eart | item1 | 123.223 | Nos
5 | Surface Dressing of the ground in any kind of soil including removing vegetation inequalities not exceeding 15 cm depth and disposal of the rubbish within a lead upto 75 m as directed. | BI01010001010000000000000515BI0100001116 | 74.555 | Sqm | 11.31 |  |  | Excess(+) | 1 | Full Conversion | INR | [40 empty] | 843.2171 | 843.2171 | INR Eight Hundred & Forty Three and Paise Twenty Two Only | 10 | 11.31 | [5 empty] | 1.02 | Construction of chamber for 100mm sluice plates | item2 | 213 | Nos
6 | Uprooting and removing plants from the surface of walls parapet etc and making good damages. (Repairing of damages to be paid separately). (a) Small plant of girth of exposed stem upto 75 mm. lift upto 6 mtr. | BI01010001010000000000000515BI0100001117 | 6 | Each | 56.56 |  |  | Excess(+) | 1 | Full Conversion | INR | [40 empty] | 339.36 | 339.36 | INR Three Hundred & Thirty Nine and Paise Thirty Six Only | 50 | 56.56 | [5 empty] | 2 | Construction of chamber for 100mm sluices valve | item3 | 10 | Nos
7 | Washing and cleaning with oxalic acid powder using 33 gms./sq.m. (b) Floor/ dado other than marble | BI01010001010000000000000515BI0100001118 | 68 | Sqm | 6.26 |  |  | Excess(+) | 1 | Full Conversion | INR | [40 empty] | 425.68 | 425.68 | INR Four Hundred & Twenty Five and Paise Sixty Eight Only | 5.53 | 6.26 | [5 empty] | 3 | Supplying, Conveying and fixing spls. Including ea | item4 | 10 | Nos
8 | Post Constructional Measures : (a) Anti-termite treatment to the outside of foundations with chemical emulsion by admixing chloropyrofos emulsifiable concentrates (1%concentration) with water by weight including cutting shallow channel by excavating soil along and close to the wall face ensuring uniform dispersal of the chemical emulsion to a depth of 300mm. from the ground level by rodding with 12mm. dia. M.S. rod at 150mm.interval in the channel. 1.75 litres of chemical emulsion per metre length shall be used and a balance quantity of 0.5 litres of the chemical emulsion per running metre shall then be used to treat the back fill earth by directing the spray of the imulsion towards the wall surface. The entire work is to be carried out as per specification laid down in para 4.3.1.1 of code IS-6313 (Part-III) 1981. | BI01010001010000000000000515BI0100001119 | 120 | Mtr | 81.45 |  |  | Excess(+) | 1 | Full Conversion | INR | [40 empty] | 9774 | 9774 | INR Nine Thousand Seven Hundred & Seventy Four Only | 72 | 81.45 | [5 empty] | 1.01 | Supplying, Conveying and fixing spls. Including eart | item1 | 123.223 | Nos
9 | Labour for Chipping of concrete surface before taking up Plastering work. (A) AT GROUND FLOOR | BI01010001010000000000000515BI0100001120 | 100 | sqm | 23.76 |  |  | Excess(+) | 1 | Full Conversion | INR | [40 empty] | 2376 | 2376 | INR Two Thousand Three Hundred & Seventy Six Only | 21 | 23.76
10 | Labour for Chipping of concrete surface before taking up Plastering work. (B) AT FRIST FLOOR | BI01010001010000000000000515BI0100001121 | 100 | sqm | 23.76 |  |  | Excess(+) | 1 | Full Conversion | INR | [40 empty] | 2376 | 2376 | INR Two Thousand Three Hundred & Seventy Six Only | 21 | 23.76
11 | Dismantling all types of plain cement concreteworks, stacking serviceable materials at site and removing rubbish as directed within a lead of 75 m. In ground floor including roof. (a) upto 150 mm. Thick (A) AT GROUND FLOOR | BI01010001010000000000000515BI0100001122 | 1 | Cu.M | 1062.2 |  |  | Excess(+) | 1 | Full Conversion | INR | [40 empty] | 1062.2 | 1062.2 | INR One Thousand &Sixty Two and Paise Twenty Only | 939 | 1062.2
12 | Dismantling all types of plain cement concrete works, stacking serviceable materials at site and removing rubbish as directed within a lead of 75 m. In ground floor including roof. (a) upto 150 mm. Thick (B) AT FIRST FLOOR | BI01010001010000000000000515BI0100001123 | 1 | Cu.M | 1118.76 |  |  | Excess(+) | 1 | Full Conversion | INR | [40 empty] | 1118.76 | 1118.76 | INR One Thousand One Hundred & Eighteen and Paise Seventy Six Only | 989 | 1118.76
13 | Dismantling all types of plain cement concrete works, stacking serviceable materials at site and removing rubbish as directed within a lead of 75 m. In ground floor including roof. (a) upto 150 mm. Thick (C AT )SECOND FLOOR | BI01010001010000000000000515BI0100001124 | 1.2 | Cu.M | 1175.32 |  |  | Excess(+) | 1 | Full Conversion | INR | [40 empty] | 1410.384 | 1410.384 | INR One Thousand Four Hundred & Ten and Paise Thirty Eight Only | 1039 | 1175.32
14 | Dismantling all types of masonry excepting cement concrete plain or reinforced, stacking serviceable materials at site and removing rubbish as directed within a lead of 75 m (A) AT GROUND FLOOR | BI01010001010000000000000515BI0100001125 | 2 | Cu.M | 505.65 |  |  | Excess(+) | 1 | Full Conversion | INR | [40 empty] | 1011.3 | 1011.3 | INR One Thousand &Eleven and Paise Thirty Only | 447 | 505.65
15 | Dismantling all types of masonry excepting cement concrete plain or reinforced, stacking serviceable materials at site and removing rubbish as directed within a lead of 75 m (B) AT FIRST FLOOR | BI01010001010000000000000515BI0100001126 | 2 | Cu.M | 562.21 |  |  | Excess(+) | 1 | Full Conversion | INR | [40 empty] | 1124.42 | 1124.42 | INR One Thousand One Hundred & Twenty Four and Paise Forty Two Only | 497 | 562.21
16 | Dismantling all types of masonry excepting cement concrete plain or reinforced, stacking serviceable materials at site and removing rubbish as directed within a lead of 75 m (C)AT SECOND FLOOR | BI01010001010000000000000515BI0100001127 | 2 | Cu.M | 618.77 |  |  | Excess(+) | 1 | Full Conversion | INR | [40 empty] | 1237.54 | 1237.54 | INR One Thousand Two Hundred & Thirty Seven and Paise Fifty Four Only | 547 | 618.77
17 | Brick work with 1st class bricks in cement mortar (1:4) (A) AT GROUND FLOOR | BI01010001010000000000000515BI0100001128 | 6.41 | Cu.M | 6102.82 |  |  | Excess(+) | 1 | Full Conversion | INR | [40 empty] | 39119.0762 | 39119.0762 | INR Thirty Nine Thousand One Hundred & Nineteen and Paise Eight Only | 5395 | 6102.82
18 | 125 mm. thick brick work with 1st class bricks in cement mortar (1:4). (A) AT GROUND FLOOR | BI01010001010000000000000515BI0100001129 | 11.9 | Sqm | 762.43 |  |  | Excess(+) | 1 | Full Conversion | INR | [40 empty] | 9072.917 | 9072.917 | INR Nine Thousand &Seventy Two and Paise Ninety Two Only | 674 | 762.43
19 | 125 mm. thick brick work with 1st class bricks in cement mortar (1:4). (B) AT FIRST FLOOR | BI01010001010000000000000515BI0100001130 | 1 | Sqm | 776 |  |  | Excess(+) | 1 | Full Conversion | INR | [40 empty] | 776 | 776 | INR Seven Hundred & Seventy Six Only | 686 | 776
20 | 125 mm. thick brick work with 1st class bricks in cement mortar (1:4). (C)AT SECOND FLOOR | BI01010001010000000000000515BI0100001131 | 71 | Sqm | 789.58 |  |  | Excess(+) | 1 | Full Conversion | INR | [40 empty] | 56060.18 | 56060.18 | INR Fifty Six Thousand &Sixty and Paise Eighteen Only | 698 | 789.58
21 | Ordinary Cement concrete (mix 1:2:4) with graded stone chips (20 mm nominal size) excluding shuttering and reinforcement,if any, in ground floor as per relevant IS codes. (b) River bazree | BI01010001010000000000000515BI0100001132 | 3.727 | Cu.M. | 4602.85 |  |  | Excess(+) | 1 | Full Conversion | INR | [40 empty] | 17154.822 | 17154.822 | INR Seventeen Thousand One Hundred & Fifty Four and Paise Eighty Two Only | 4069 | 4602.85
22 | Stripping off worn out plaster and raking out joints of walls, celings etc. upto any height and in any floor including removing rubbish within a lead of 75m as directed | BI01010001010000000000000515BI0100001133 | 147 | Sqm | 21.49 |  |  | Excess(+) | 1 | Full Conversion | INR | [40 empty] | 3159.03 | 3159.03 | INR Three Thousand One Hundred & Fifty Nine and Paise Three Only | 19 | 21.49
23 | Applying 2 coats of bonding agent with synthetic multifunctional rubber emulsion having adhesive and water proofing properties by mixing with water in proportion (1 bonding agent : 4 water : 6 cement) as per Manufacturer's specification. For Water Proofing | BI01010001010000000000000515BI0100001134 | 4 | SqM | 99.55 |  |  | Excess(+) | 1 | Full Conversion | INR | [40 empty] | 398.2 | 398.2 | INR Three Hundred & Ninety Eight and Paise Twenty Only | 88 | 99.55
24 | Applying epoxy based reactive joining agent for joining the old concrete with fresh concrete to be applied within manufacturer's specified time as per manufacturers specification. (0.4 Kg / m² of concrete surface). | BI01010001010000000000000515BI0100001135 | 1 | Sqm | 349.54 |  |  | Excess(+) | 1 | Full Conversion | INR | [40 empty] | 349.54 | 349.54 | INR Three Hundred & Forty Nine and Paise Fifty Four Only | 309 | 349.54
25 | Plaster (to wall, floor, ceiling etc.) with sand and cement mortar including rounding off or chamfering corners as directed and raking out joints including throating, nosing and drip course, scaffolding/staging where necessary (Ground floor).[Excluding cost of chipping over concrete surface. With 1:4 cement mortar ,b) 10 mm thick plaster. Ceiling Plaster (A) AT GROUND FLOOR | BI01010001010000000000000515BI0100001136 | 9 | SqM | 142.53 |  |  | Excess(+) | 1 | Full Conversion | INR | [40 empty] | 1282.77 | 1282.77 | INR One Thousand Two Hundred & Eighty Two and Paise Seventy Seven Only | 126 | 142.53
26 | Plaster (to wall, floor, ceiling etc.) with sand and cement mortar including rounding off or chamfering corners as directed and raking out joints including throating, nosing and drip course, scaffolding/staging where necessary (Ground floor).[Excluding cost of chipping over concrete surface. With 1:4 cement mortar ,b) 10 mm thick plaster. Ceiling Plaster (B) AT FIRST FLOOR | BI01010001010000000000000515BI0100001137 | 9 | SqM | 147.06 |  |  | Excess(+) | 1 | Full Conversion | INR | [40 empty] | 1323.54 | 1323.54 | INR One Thousand Three Hundred & Twenty Three and Paise Fifty Four Only | 130 | 147.06
27 | Plaster (to wall, floor, ceiling etc.) with sand and cement mortar including rounding off or chamfering corners as directed and raking out joints including throating, nosing and drip course, scaffolding/staging where necessary (Ground floor).[Excluding cost of chipping over concrete surface. With 1:4 cement mortar ,b) 10 mm thick plaster. Ceiling Plaster (C)AT SECOND FLOOR | BI01010001010000000000000515BI0100001138 | 2 | SqM | 151.58 |  |  | Excess(+) | 1 | Full Conversion | INR | [40 empty] | 303.16 | 303.16 | INR Three Hundred & Three and Paise Sixteen Only | 134 | 151.58
28 | Plaster (to wall, floor, ceiling etc.) with sand and cement mortar including rounding off or chamfering corners as directed and raking out joints including throating, nosing and drip course, scaffolding/staging where necessary (Ground floor).[Excluding cost of chipping over concrete surface. With 1:4 cement mortar ,b) 15mm thick plaster INSIDE (A) AT GROUND FLOOR | BI01010001010000000000000515BI0100001139 | 11 | SqM | 182.12 |  |  | Excess(+) | 1 | Full Conversion | INR | [40 empty] | 2003.32 | 2003.32 | INR Two Thousand &Three and Paise Thirty Two Only | 161 | 182.12
29 | Plaster (to wall, floor, ceiling etc.) with sand and cement mortar including rounding off or chamfering corners as directed and raking out joints including throating, nosing and drip course, scaffolding/staging where necessary (Ground floor).[Excluding cost of chipping over concrete surface. With 1:4 cement mortar ,b) 15mm thick plaster INSIDE (B) AT FIRST FLOOR | BI01010001010000000000000515BI0100001140 | 11 | SqM | 186.65 |  |  | Excess(+) | 1 | Full Conversion | INR | [40 empty] | 2053.15 | 2053.15 | INR Two Thousand &Fifty Three and Paise Fifteen Only | 165 | 186.65
30 | Plaster (to wall, floor, ceiling etc.) with sand and cement mortar including rounding off or chamfering corners as directed and raking out joints including throating, nosing and drip course, scaffolding/staging where necessary (Ground floor).[Excluding cost of chipping over concrete surface. With 1:4 cement mortar ,b) 15mm thick plaster INSIDE (C) AT SECOND FLOOR | BI01010001010000000000000515BI0100001141 | 11 | SqM | 191.17 |  |  | Excess(+) | 1 | Full Conversion | INR | [40 empty] | 2102.87 | 2102.87 | INR One Lakh Ninety Four Thousand &Forty Only | 169 | 191.17
31 | Plaster (to wall, floor, ceiling etc.) with sand and cement mortar including rounding off or chamfering corners as directed and raking out joints including throating, nosing and drip course, scaffolding/staging where necessary (Ground floor).[Excluding cost of chipping over concrete surface. With 1:6 cement mortar a) 20mm thick plaster OUTSIDE (A) AT GROUND FLOOR | BI01010001010000000000000515BI0100001142 | 150 | SqM | 187.78 |  |  | Excess(+) | 1 | Full Conversion | INR | [40 empty] | 28167 | 28167 | INR Twenty Eight Thousand One Hundred & Sixty Seven Only | 166 | 187.78
32 | Plaster (to wall, floor, ceiling etc.) with sand and cement mortar including rounding off or chamfering corners as directed and raking out joints including throating, nosing and drip course, scaffolding/staging where necessary (Ground floor).[Excluding cost of chipping over concrete surface. With 1:6 cement mortar a) 20mm thick plaster OUTSIDE (B) AT FIRST FLOOR | BI01010001010000000000000515BI0100001143 | 43 | SqM | 192.3 |  |  | Excess(+) | 1 | Full Conversion | INR | [40 empty] | 8268.9 | 8268.9 | INR Eight Thousand Two Hundred & Sixty Eight and Paise Ninety Only | 170 | 192.3
33 | Plaster (to wall, floor, ceiling etc.) with sand and cement mortar including rounding off or chamfering corners as directed and raking out joints including throating, nosing and drip course, scaffolding/staging where necessary (Ground floor).[Excluding cost of chipping over concrete surface. With 1:6 cement mortar a) 20mm thick plaster OUTSIDE (C) SECOND FLOOR | BI01010001010000000000000515BI0100001144 | 43 | SqM | 196.83 |  |  | Excess(+) | 1 | Full Conversion | INR | [40 empty] | 8463.69 | 8463.69 | INR Eight Thousand Four Hundred & Sixty Three and Paise Sixty Nine Only | 174 | 196.83
34 | Neat cement punning about 1.5mm thick in wall,dado,window sill,floor etc. NOTE:Cement 0.152 cu.m per100 sq.m. | BI01010001010000000000000515BI0100001145 | 145.78 | SqM | 38.46 |  |  | Excess(+) | 1 | Full Conversion | INR | [40 empty] | 5606.6988 | 5606.6988 | INR Five Thousand Six Hundred & Six and Paise Seventy Only | 34 | 38.46
35 | Applying Interior grade Acrylic Primer of approved quality and brand on plastered or cencrete surface old or new surface to receive Distemper/ Acrylic emulsion paint including scraping and preparing the surface throughly, complete as per manufacturer's specification and as per direction of the EIC. ii) Solvent based interior grade Acrylic Primer,(a) One Coat (A) AT GROUND FLOOR | BI01010001010000000000000515BI0100001146 | 450 | SqM | 38.12 |  |  | Excess(+) | 1 | Full Conversion | INR | [40 empty] | 17154 | 17154 | INR Seventeen Thousand One Hundred & Fifty Four Only | 33.7 | 38.12
36 | Applying Interior grade Acrylic Primer of approved quality and brand on plastered or cencrete surface old or new surface to receive Distemper/ Acrylic emulsion paint including scraping and preparing the surface throughly, complete as per manufacturer's specification and as per direction of the EIC. ii) Solvent based interior grade Acrylic Primer,(a) One Coat (B) AT FIRST FLOOR | BI01010001010000000000000515BI0100001147 | 450 | SqM | 38.12 |  |  | Excess(+) | 1 | Full Conversion | INR | [40 empty] | 17154 | 17154 | INR Seventeen Thousand One Hundred & Fifty Four Only | 33.7 | 38.12
37 | Applying Interior grade Acrylic Primer of approved quality and brand on plastered or cencrete surface old or new surface to receive Distemper/ Acrylic emulsion paint including scraping and preparing the surface throughly, complete as per manufacturer's specification and as per direction of the EIC. ii) Solvent based interior grade Acrylic Primer,(a) One Coat (C)SECOND FLOOR | BI01010001010000000000000515BI0100001148 | 450 | SqM | 38.12 |  |  | Excess(+) | 1 | Full Conversion | INR | [40 empty] | 17154 | 17154 | INR Seventeen Thousand One Hundred & Fifty Four Only | 33.7 | 38.12
38 | Applying Exterior grade Acrylic primer of approved quality and brand on plastered or cencrete surface old or new surface to receive decorative textured(matt finish) or smooth finish acrylic exterior emulsion paint including scraping and preparing the surface throughly, complete as per manufacturer's specification and as per direction of the EIC.[This item to be done under specific instruction of the Superintending Engineer] (a) One Coat (A) AT GROUND FLOOR | BI01010001010000000000000515BI0100001149 | 278 | SqM | 35.52 |  |  | Excess(+) | 1 | Full Conversion | INR | [40 empty] | 9874.56 | 9874.56 | INR Nine Thousand Eight Hundred & Seventy Four and Paise Fifty Six Only | 31.4 | 35.52
39 | Applying Exterior grade Acrylic primer of approved quality and brand on plastered or cencrete surface old or new surface to receive decorative textured(matt finish) or smooth finish acrylic exterior emulsion paint including scraping and preparing the surface throughly, complete as per manufacturer's specification and as per direction of the EIC.[This item to be done under specific instruction of the Superintending Engineer] (a) One Coat (B) AT FIRST FLOOR | BI01010001010000000000000515BI0100001150 | 206 | SqM | 36.32 |  |  | Excess(+) | 1 | Full Conversion | INR | [40 empty] | 7481.92 | 7481.92 | INR Seven Thousand Four Hundred & Eighty One and Paise Ninety Two Only | 32.11 | 36.32
40 | Applying Exterior grade Acrylic primer of approved quality and brand on plastered or cencrete surface old or new surface to receive decorative textured(matt finish) or smooth finish acrylic exterior emulsion paint including scraping and preparing the surface throughly, complete as per manufacturer's specification and as per direction of the EIC.[This item to be done under specific instruction of the Superintending Engineer] (a) One Coat (C)SECOND FLOOR | BI01010001010000000000000515BI0100001151 | 206 | SqM | 37.13 |  |  | Excess(+) | 1 | Full Conversion | INR | [40 empty] | 7648.78 | 7648.78 | INR Seven Thousand Six Hundred & Forty Eight and Paise Seventy Eight Only | 32.82 | 37.13
41 | Acrylic Distemper to interior wall, ceiling with a coat of solvent based interior grade acrylic primer (as per manufacturer's specification) including cleaning and smoothning of surface. Two Coats (A) AT GROUND FLOOR | BI01010001010000000000000515BI0100001152 | 500 | SqM | 79.18 |  |  | Excess(+) | 1 | Full Conversion | INR | [40 empty] | 39590 | 39590 | INR Thirty Nine Thousand Five Hundred & Ninety Only | 70 | 79.18
42 | Acrylic Distemper to interior wall, ceiling with a coat of solvent based interior grade acrylic primer (as per manufacturer's specification) including cleaning and smoothning of surface. Two Coats (B) AT FIRST FLOOR | BI01010001010000000000000515BI0100001153 | 500 | SqM | 79.18 |  |  | Excess(+) | 1 | Full Conversion | INR | [40 empty] | 39590 | 39590 | INR Thirty Nine Thousand Five Hundred & Ninety Only | 70 | 79.18
43 | Acrylic Distemper to interior wall, ceiling with a coat of solvent based interior grade acrylic primer (as per manufacturer's specification) including cleaning and smoothning of surface. Two Coats (C)SECOND FLOOR | BI01010001010000000000000515BI0100001154 | 500 | SqM | 79.18 |  |  | Excess(+) | 1 | Full Conversion | INR | [40 empty] | 39590 | 39590 | INR Thirty Nine Thousand Five Hundred & Ninety Only | 70 | 79.18
44 | Protective and Decorative Acrylic exterior emulsion paint of approved quality, as per manufacturer's specification and as per direction of EIC to be applied over acrylic primer as required. The rate includes cost of material, labour, scaffolding and all incidental charges but excluding the cost of primer. The items to be selected only with written permission of Superintending Engineer for very resticted and small areas of a building (Two Coat) a) Normal Acrylic Emulsion (A) AT GROUND FLOOR | BI01010001010000000000000515BI0100001155 | 278 | SqM | 75.79 |  |  | Excess(+) | 1 | Full Conversion | INR | [40 empty] | 21069.62 | 21069.62 | INR Twenty One Thousand &Sixty Nine and Paise Sixty Two Only | 67 | 75.79
45 | Protective and Decorative Acrylic exterior emulsion paint of approved quality, as per manufacturer's specification and as per direction of EIC to be applied over acrylic primer as required. The rate includes cost of material, labour, scaffolding and all incidental charges but excluding the cost of primer. The items to be selected only with written permission of Superintending Engineer for very resticted and small areas of a building (Two Coat) a) Normal Acrylic Emulsion (B) AT FIRST FLOOR | BI01010001010000000000000515BI0100001156 | 206 | SqM | 76.59 |  |  | Excess(+) | 1 | Full Conversion | INR | [40 empty] | 15777.54 | 15777.54 | INR Fifteen Thousand Seven Hundred & Seventy Seven and Paise Fifty Four Only | 67.71 | 76.59
46 | Protective and Decorative Acrylic exterior emulsion paint of approved quality, as per manufacturer's specification and as per direction of EIC to be applied over acrylic primer as required. The rate includes cost of material, labour, scaffolding and all incidental charges but excluding the cost of primer. The items to be selected only with written permission of Superintending Engineer for very resticted and small areas of a building (Two Coat) a) Normal Acrylic Emulsion (C)SECOND FLOOR | BI01010001010000000000000515BI0100001157 | 206 | SqM | 77.4 |  |  | Excess(+) | 1 | Full Conversion | INR | [40 empty] | 15944.4 | 15944.4 | INR Fifteen Thousand Nine Hundred & Forty Four and Paise Forty Only | 68.42 | 77.4
47 | Priming one coat on steel or other metal surface with synthetic oil bound primer of approved quality including smoothening surfaces by sand papering etc. (A) AT GROUND FLOOR | BI01010001010000000000000515BI0100001158 | 48 | SqM | 32.8 |  |  | Excess(+) | 1 | Full Conversion | INR | [40 empty] | 1574.4 | 1574.4 | INR One Thousand Five Hundred & Seventy Four and Paise Forty Only | 29 | 32.8
48 | Priming one coat on steel or other metal surface with synthetic oil bound primer of approved quality including smoothening surfaces by sand papering etc. (B) AT FIRST FLOOR | BI01010001010000000000000515BI0100001159 | 48 | SqM | 32.8 |  |  | Excess(+) | 1 | Full Conversion | INR | [40 empty] | 1574.4 | 1574.4 | INR One Thousand Five Hundred & Seventy Four and Paise Forty Only | 29 | 32.8
49 | Priming one coat on steel or other metal surface with synthetic oil bound primer of approved quality including smoothening surfaces by sand papering etc. (C)SECOND FLOOR | BI01010001010000000000000515BI0100001160 | 48 | SqM | 32.8 |  |  | Excess(+) | 1 | Full Conversion | INR | [40 empty] | 1574.4 | 1574.4 | INR One Thousand Five Hundred & Seventy Four and Paise Forty Only | 29 | 32.8
50 | Painting with best quality synthetic enamel paint of approved make and brand including smoothening surface by sand papering etc. including using of approved putty etc. on the surface, if necessary . On Steel and other Metal Surface .Two coat with any shade except white.With super gloss (hi-gloss) (A) AT GROUND FLOOR | BI01010001010000000000000515BI0100001161 | 48 | SqM | 89.36 |  |  | Excess(+) | 1 | Full Conversion | INR | [40 empty] | 4289.28 | 4289.28 | INR Four Thousand Two Hundred & Eighty Nine and Paise Twenty Eight Only | 79 | 89.36
51 | Painting with best quality synthetic enamel paint of approved make and brand including smoothening surface by sand papering etc. including using of approved putty etc. on the surface, if necessary . On Steel and other Metal Surface .Two coat with any shade except white.With super gloss (hi-gloss) (B) AT FIRST FLOOR | BI01010001010000000000000515BI0100001162 | 48 | SqM | 89.36 |  |  | Excess(+) | 1 | Full Conversion | INR | [40 empty] | 4289.28 | 4289.28 | INR Four Thousand Two Hundred & Eighty Nine and Paise Twenty Eight Only | 79 | 89.36
52 | Painting with best quality synthetic enamel paint of approved make and brand including smoothening surface by sand papering etc. including using of approved putty etc. on the surface, if necessary . On Steel and other Metal Surface .Two coat with any shade except white.With super gloss (hi-gloss) (C)SECOND FLOOR | BI01010001010000000000000515BI0100001163 | 48 | SqM | 89.36 |  |  | Excess(+) | 1 | Full Conversion | INR | [40 empty] | 4289.28 | 4289.28 | INR Four Thousand Two Hundred & Eighty Nine and Paise Twenty Eight Only | 79 | 89.36
53 | Priming one coat on timber or plastered surface with synthetic oil bound primer of approved quality including smoothening surfaces by sand papering etc. (A) AT GROUND FLOOR | BI01010001010000000000000515BI0100001164 | 146 | SqM | 42.99 |  |  | Excess(+) | 1 | Full Conversion | INR | [40 empty] | 6276.54 | 6276.54 | INR Six Thousand Two Hundred & Seventy Six and Paise Fifty Four Only | 38 | 42.99
54 | Priming one coat on timber or plastered surface with synthetic oil bound primer of approved quality including smoothening surfaces by sand papering etc. (B) AT FIRST FLOOR | BI01010001010000000000000515BI0100001165 | 146 | SqM | 42.99 |  |  | Excess(+) | 1 | Full Conversion | INR | [40 empty] | 6276.54 | 6276.54 | INR Six Thousand Two Hundred & Seventy Six and Paise Fifty Four Only | 38 | 42.99
55 | Priming one coat on timber or plastered surface with synthetic oil bound primer of approved quality including smoothening surfaces by sand papering etc. (C)SECOND FLOOR | BI01010001010000000000000515BI0100001166 | 146 | SqM | 42.99 |  |  | Excess(+) | 1 | Full Conversion | INR | [40 empty] | 6276.54 | 6276.54 | INR Six Thousand Two Hundred & Seventy Six and Paise Fifty Four Only | 38 | 42.99
56 | Painting with best quality synthetic enamel paint of approved make and brand including smoothening surface by sand papering etc. including using of approved putty etc. on the surface, if necessary :(a) On timber or plastered surface. With super gloss (hi-gloss) -(iv) Two coats (with any shade except white) (A) AT GROUND FLOOR | BI01010001010000000000000515BI0100001167 | 146 | SqM | 91.63 |  |  | Excess(+) | 1 | Full Conversion | INR | [40 empty] | 13377.98 | 13377.98 | INR Thirteen Thousand Three Hundred & Seventy Seven and Paise Ninety Eight Only | 81 | 91.63
57 | Painting with best quality synthetic enamel paint of approved make and brand including smoothening surface by sand papering etc. including using of approved putty etc. on the surface, if necessary :(a) On timber or plastered surface. With super gloss (hi-gloss) -(iv) Two coats (with any shade except white) (B) AT FIRST FLOOR | BI01010001010000000000000515BI0100001168 | 146 | SqM | 91.63 |  |  | Excess(+) | 1 | Full Conversion | INR | [40 empty] | 13377.98 | 13377.98 | INR Thirteen Thousand Three Hundred & Seventy Seven and Paise Ninety Eight Only | 81 | 91.63
58 | Painting with best quality synthetic enamel paint of approved make and brand including smoothening surface by sand papering etc. including using of approved putty etc. on the surface, if necessary :(a) On timber or plastered surface. With super gloss (hi-gloss) -(iv) Two coats (with any shade except white) (C)SECOND FLOOR | BI01010001010000000000000515BI0100001169 | 146 | SqM | 91.63 |  |  | Excess(+) | 1 | Full Conversion | INR | [40 empty] | 13377.98 | 13377.98 | INR Thirteen Thousand Three Hundred & Seventy Seven and Paise Ninety Eight Only | 81 | 91.63
59 | Supplying and laying true to line and level vitrified tiles ofapproved brand (size not less than 600 mm X 600 mm X 10 mm thick) in floor , skirting etc. set in 20 mm sand cement mortar (1:4) and 2 mm thick cement slurry back side of tiles using cement @ 2.91Kg./sqM or using polymerised adhesive (6 mm thick layer applied directly over finished artificial stone floor/Mosaic etc without any backing course) laid after application slurry using 1.75 Kg of cement per sqM below mortar only, joints grouted with admixture of white cement and colouring pigment to match with colour of tiles / epoxy grout materials of approved make as directed and removal of wax coating of top surface of tiles with warm water and polishing the tiles using soft and dry cloth upto mirror finish complete including the cost of materials, labour and all other incidental charges complete true to the manufacturer's specification and direction of Engineer-in-Charge. (White cement, synthetic adhesive and grout material to be supplied by the contrr]e) (I) With application slurry @1.75 kg/ Sq.m, 20 mm sand cement mortar (1:4) & 2 mm thick cement slurry at back side of tiles, 0.2 kg/ Sq.m white cement for joint filling with pigment. (B) Light Colour (A) AT GROUND FLOOR | BI01010001010000000000000515BI0100001170 | 133 | SqM | 1435.49 |  |  | Excess(+) | 1 | Full Conversion | INR | [40 empty] | 190920.17 | 190920.17 | INR One Lakh Ninety Thousand Nine Hundred & Twenty and Paise Seventeen Only | 1269 | 1435.49
60 | Supplying and laying true to line and level vitrified tiles ofapproved brand (size not less than 600 mm X 600 mm X 10 mm thick) in floor , skirting etc. set in 20 mm sand cement mortar (1:4) and 2 mm thick cement slurry back side of tiles using cement @ 2.91Kg./sqM or using polymerised adhesive (6 mm thick layer applied directly over finished artificial stone floor/Mosaic etc without any backing course) laid after application slurry using 1.75 Kg of cement per sqM below mortar only, joints grouted with admixture of white cement and colouring pigment to match with colour of tiles / epoxy grout materials of approved make as directed and removal of wax coating of top surface of tiles with warm water and polishing the tiles using soft and dry cloth upto mirror finish complete including the cost of materials, labour and all other incidental charges complete true to the manufacturer's specification and direction of Engineer-in-Charge. (White cement, synthetic adhesive and grout material to be supplied by the contrr]e) (I) With application slurry @1.75 kg/ Sq.m, 20 mm sand cement mortar (1:4) & 2 mm thick cement slurry at back side of tiles, 0.2 kg/ Sq.m white cement for joint filling with pigment. (B) Light Colour (B) AT FIRST FLOOR | BI01010001010000000000000515BI0100001171 | 162 | SqM | 1441.15 |  |  | Excess(+) | 1 | Full Conversion | INR | [40 empty] | 233466.3 | 233466.3 | INR Two Lakh Thirty Three Thousand Four Hundred & Sixty Six and Paise Thirty Only | 1274 | 1441.15
61 | Supplying, fitting & fixing 1st quality Ceramic tiles in walls and floors to match with the existing work & 4 nos. of key stones (10mm) fixed with araldite at the back of each tile & finishing the joints with white cement mixed with colouring oxide if required to match the colour of tiles including roughening of concrete surface, if necessary or by synthetic adhesive & grout materials etc. (A) Floor With Sand Cement Mortar (1:4) 20 mm thick & 2 mm thick cement slurry at back side of tiles using cement @ 2.91 Kg/Sq.m & joint filling using white cement slurry @ 0.20kg/Sq.m (a) Area of each tile upto 0.09 Sq.m (ii) Other than Coloured decorative including white (A) AT GROUND FLOOR | BI01010001010000000000000515BI0100001172 | 10 | SqM | 789.58 |  |  | Excess(+) | 1 | Full Conversion | INR | [40 empty] | 7895.8 | 7895.8 | INR Seven Thousand Eight Hundred & Ninety Five and Paise Eighty Only | 698 | 789.58
62 | Supplying, fitting & fixing 1st quality Ceramic tiles in walls and floors to match with the existing work & 4 nos. of key stones (10mm) fixed with araldite at the back of each tile & finishing the joints with white cement mixed with colouring oxide if required to match the colour of tiles including roughening of concrete surface, if necessary or by synthetic adhesive & grout materials etc. (A) Floor With Sand Cement Mortar (1:4) 20 mm thick & 2 mm thick cement slurry at back side of tiles using cement @ 2.91 Kg/Sq.m & joint filling using white cement slurry @ 0.20kg/Sq.m (a) Area of each tile upto 0.09 Sq.m (ii) Other than Coloured decorative including white (B) AT FIRST FLOOR | BI01010001010000000000000515BI0100001173 | 10 | SqM | 795.23 |  |  | Excess(+) | 1 | Full Conversion | INR | [40 empty] | 7952.3 | 7952.3 | INR Seven Thousand Nine Hundred & Fifty Two and Paise Thirty Only | 703 | 795.23
63 | Supplying, fitting & fixing 1st quality Ceramic tiles in walls and floors to match with the existing work & 4 nos. of key stones (10mm) fixed with araldite at the back of each tile & finishing the joints with white cement mixed with colouring oxide if required to match the colour of tiles including roughening of concrete surface, if necessary or by synthetic adhesive & grout materials etc. (B) Wall With Sand Cement Mortar (1:3) 15 mm thick & 2 mm thick cement slurry at back side of tiles using cement @ 2.91 Kg/Sq.m & joint filling using white cement slurry @ 0.20kg/Sq.m (a) Area of each tile upto 0.09 Sq.m (ii) Other than Coloured decorative including white (A) AT GROUND FLOOR | BI01010001010000000000000515BI0100001174 | 20 | SqM | 795.23 |  |  | Excess(+) | 1 | Full Conversion | INR | [40 empty] | 15904.6 | 15904.6 | INR Fifteen Thousand Nine Hundred & Four and Paise Sixty Only | 703 | 795.23
64 | Supplying, fitting & fixing 1st quality Ceramic tiles in walls and floors to match with the existing work & 4 nos. of key stones (10mm) fixed with araldite at the back of each tile & finishing the joints with white cement mixed with colouring oxide if required to match the colour of tiles including roughening of concrete surface, if necessary or by synthetic adhesive & grout materials etc. (B) Wall With Sand Cement Mortar (1:3) 15 mm thick & 2 mm thick cement slurry at back side of tiles using cement @ 2.91 Kg/Sq.m & joint filling using white cement slurry @ 0.20kg/Sq.m (a) Area of each tile upto 0.09 Sq.m (ii) Other than Coloured decorative including white (B) AT FIRST FLOOR | BI01010001010000000000000515BI0100001175 | 20 | SqM | 800.89 |  |  | Excess(+) | 1 | Full Conversion | INR | [40 empty] | 16017.8 | 16017.8 | INR Sixteen Thousand &Seventeen and Paise Eighty Only | 708 | 800.89
65 | 18 mm. to 22 mm. thick, kota stone slab set in 20 mm thick (avg) cement mortar (1:4) in floor, stair & lobby including pointing in cement slurry with admixture of pigment matching the stone shade, including grinding & polishing as per direction of Engineer - in - charge to match with the existing work. [Slurry for bedding @ 4.4 kg/Sq.m and pointing @2.0 kg/Sq.m] (A) AT GROUND FLOOR | BI01010001010000000000000515BI0100001176 | 14 | SqM | 1144.77 |  |  | Excess(+) | 1 | Full Conversion | INR | [40 empty] | 16026.78 | 16026.78 | INR Sixteen Thousand &Twenty Six and Paise Seventy Eight Only | 1012 | 1144.77
66 | 18 mm. to 22 mm. thick, kota stone slab set in 20 mm thick (avg) cement mortar (1:4) in floor, stair & lobby including pointing in cement slurry with admixture of pigment matching the stone shade, including grinding & polishing as per direction of Engineer - in - charge to match with the existing work. [Slurry for bedding @ 4.4 kg/Sq.m and pointing @2.0 kg/Sq.m] (B) AT FIRST FLOOR | BI01010001010000000000000515BI0100001177 | 14 | SqM | 1158.35 |  |  | Excess(+) | 1 | Full Conversion | INR | [40 empty] | 16216.9 | 16216.9 | INR Sixteen Thousand Two Hundred & Sixteen and Paise Ninety Only | 1024 | 1158.35
67 | 18 mm. to 22 mm. thick, kota stone slab set in 20 mm thick (avg) cement mortar (1:4) in floor, stair & lobby including pointing in cement slurry with admixture of pigment matching the stone shade, including grinding & polishing as per direction of Engineer - in - charge to match with the existing work. [Slurry for bedding @ 4.4 kg/Sq.m and pointing @2.0 kg/Sq.m] (C)SECOND FLOOR | BI01010001010000000000000515BI0100001178 | 14 | SqM | 1171.92 |  |  | Excess(+) | 1 | Full Conversion | INR | [40 empty] | 16406.88 | 16406.88 | INR Sixteen Thousand Four Hundred & Six and Paise Eighty Eight Only | 1036 | 1171.92
68 | Extra cost of labour for pre finish and pre moulded nosing to treads of steps,railing,window sil etc of kota stone. | BI01010001010000000000000515BI0100001179 | 50 | Rm | 253.39 |  |  | Excess(+) | 1 | Full Conversion | INR | [40 empty] | 12669.5 | 12669.5 | INR Twelve Thousand Six Hundred & Sixty Nine and Paise Fifty Only | 224 | 253.39
69 | Supplying, fitting and fixing 18 mm. to 22 mm. thick kota stone slab in wall, dado in 15mm thick [avg] cement mortar (1:3) includingmaking suitable arrangement to hold thestone properly by brass / copper hooksincluding pointing in cement mortar (1:2) (1cement : 2 marble dust) with admixture ofpigments matching the stone shadeincluding grinding and polishing all completeas per direction of Engineer-in-charge including cost of materials, labour, scaffolding, staging, curing complete.[Using cement slurry for bedding @4.4 kg/Sq.m and for jointing @1.8 kg/Sq.m] (A) AT GROUND FLOOR | BI01010001010000000000000515BI0100001180 | 1.5 | SqM | 1300.88 |  |  | Excess(+) | 1 | Full Conversion | INR | [40 empty] | 1951.32 | 1951.32 | INR One Thousand Nine Hundred & Fifty One and Paise Thirty Two Only | 1150 | 1300.88
70 | Supplying, fitting and fixing 18 mm. to 22 mm. thick kota stone slab in wall, dado in 15mm thick [avg] cement mortar (1:3) includingmaking suitable arrangement to hold thestone properly by brass / copper hooksincluding pointing in cement mortar (1:2) (1cement : 2 marble dust) with admixture ofpigments matching the stone shadeincluding grinding and polishing all completeas per direction of Engineer-in-charge including cost of materials, labour, scaffolding, staging, curing complete.[Using cement slurry for bedding @4.4 kg/Sq.m and for jointing @1.8 kg/Sq.m] (B) AT FIRST FLOOR | BI01010001010000000000000515BI0100001181 | 1.5 | SqM | 1314.45 |  |  | Excess(+) | 1 | Full Conversion | INR | [40 empty] | 1971.675 | 1971.675 | INR One Thousand Nine Hundred & Seventy One and Paise Sixty Eight Only | 1162 | 1314.45
71 | Supplying, fitting and fixing 18 mm. to 22 mm. thick kota stone slab in wall, dado in 15mm thick [avg] cement mortar (1:3) includingmaking suitable arrangement to hold thestone properly by brass / copper hooksincluding pointing in cement mortar (1:2) (1cement : 2 marble dust) with admixture ofpigments matching the stone shadeincluding grinding and polishing all completeas per direction of Engineer-in-charge including cost of materials, labour, scaffolding, staging, curing complete.[Using cement slurry for bedding @4.4 kg/Sq.m and for jointing @1.8 kg/Sq.m] (C)SECOND FLOOR | BI01010001010000000000000515BI0100001182 | 1.5 | SqM | 1328.03 |  |  | Excess(+) | 1 | Full Conversion | INR | [40 empty] | 1992.045 | 1992.045 | INR One Thousand Nine Hundred & Ninety Two and Paise Five Only | 1174 | 1328.03
72 | Providing and fixing of false ceiling with powder coated exposed G.I. grid suspension system (E-Grid T 2430/1510 or equivalent load carrying capacity with mid span deflection not exceeding 1/360 span with hanger spacing of 1200mm c/c ) consisting of Main Runner 3600 mm long, Cross Tee 1200 mm / 600 mm long and Wall Angle. The Wall Angle shall be fixed on PVC Dash Fasteners on the perimeter of the wall by steel screws with distance 300mm c/c. The Main Runners to be placed @ 1200 mm. The Cross Tee 1200mm will be inserted in the pre-cut slots of Main Runner at regular interval of 600 mm to form a modular grid of 1200mm X 600mm. Additional Cross Tees of 600 mm shall be placed perpendicular to the Cross Tee 1200 mm long to finally form a grid of 600 mm X 600 mm. Grid of module size 600 mm X 600 mm shall be supported by 6 mm dia G.I. wire from purlins / soffit. 4 mm thick High Pressure Steam Cured Non Asbestos Fibre Cement Standard Ceiling Board (Density > 1300 Kg/m3) of size 595 mm X 595 mm, conforming IS 14862 & Type B Category III of ISO 8336, tested as per AS-1530 part 3 & BS-476 Part 4,5,6,7 & 8, should be placed in the Grid module to form a False Ceiling. All complete as per the drawing & directions of Engineer-in-charge. In ground floor a) False Ceiling (with 4mm thick Fibre Cement Standard Ceiling Board and EGrid T-2430/1510). | BI01010001010000000000000515BI0100001183 | 31 | SqM | 618.77 |  |  | Excess(+) | 1 | Full Conversion | INR | [40 empty] | 19181.87 | 19181.87 | INR Nineteen Thousand One Hundred & Eighty One and Paise Eighty Seven Only | 547 | 618.77
73 | Wood work in door and window frame fitted and fixed in position complete including a protective coat of painting at the contact surface of the frame exluding cost of concrete, Iron Butt Hinges and M.S clamps. (The quantum should be correted upto three decimals). (d) Sal : Local. (A) AT GROUND FLOOR | BI01010001010000000000000515BI0100001184 | 0.103 | CuM. | 81341.2 |  |  | Excess(+) | 1 | Full Conversion | INR | [40 empty] | 8378.1436 | 8378.1436 | INR Eight Thousand Three Hundred & Seventy Eight and Paise Fourteen Only | 71907 | 81341.2
74 | Wood work in door and window frame fitted and fixed in position complete including a protective coat of painting at the contact surface of the frame exluding cost of concrete, Iron Butt Hinges and M.S clamps. (The quantum should be correted upto three decimals). (d) Sal : Local. (B) AT FIRST FLOOR | BI01010001010000000000000515BI0100001185 | 0.096 | CuM. | 81567.44 |  |  | Excess(+) | 1 | Full Conversion | INR | [40 empty] | 7830.4742 | 7830.4742 | INR Seven Thousand Eight Hundred & Thirty and Paise Forty Seven Only | 72107 | 81567.44
75 | Wood work in door and window frame fitted and fixed in position complete including a protective coat of painting at the contact surface of the frame exluding cost of concrete, Iron Butt Hinges and M.S clamps. (The quantum should be correted upto three decimals). (d) Sal : Local. (C)SECOND FLOOR | BI01010001010000000000000515BI0100001186 | 0.384 | CuM. | 81793.68 |  |  | Excess(+) | 1 | Full Conversion | INR | [40 empty] | 31408.7731 | 31408.7731 | INR Thirty One Thousand Four Hundred & Eight and Paise Seventy Seven Only | 72307 | 81793.68
76 | Supplying solid flush type doors of commercial quality, the timber frame consisting of top and bottom rails and side styles of well seasoned timber 65mm wide each and the entire frame fitted with 37.5mm wide battens places both ways in order to make the door of solid core and internal lipping with Garjan or similar wood veneers using phenol formaldehyde as glue etc. complete, including fitting, fixing shutters in position but excluding the cost of hinges and other fittings in ground floor.(a) 35 mm thick shutters (single leaf) (A) AT GROUND FLOOR | BI01010001010000000000000515BI0100001187 | 6 | SqM | 3007.86 |  |  | Excess(+) | 1 | Full Conversion | INR | [40 empty] | 18047.16 | 18047.16 | INR Eighteen Thousand &Forty Seven and Paise Sixteen Only | 2659 | 3007.86
77 | Supplying solid flush type doors of commercial quality, the timber frame consisting of top and bottom rails and side styles of well seasoned timber 65mm wide each and the entire frame fitted with 37.5mm wide battens places both ways in order to make the door of solid core and internal lipping with Garjan or similar wood veneers using phenol formaldehyde as glue etc. complete, including fitting, fixing shutters in position but excluding the cost of hinges and other fittings in ground floor.(a) 35 mm thick shutters (single leaf) (B) AT FIRST FLOOR | BI01010001010000000000000515BI0100001188 | 6 | SqM | 3023.7 |  |  | Excess(+) | 1 | Full Conversion | INR | [40 empty] | 18142.2 | 18142.2 | INR Eighteen Thousand One Hundred & Forty Two and Paise Twenty Only | 2673 | 3023.7
78 | Supplying solid flush type doors of commercial quality, the timber frame consisting of top and bottom rails and side styles of well seasoned timber 65mm wide each and the entire frame fitted with 37.5mm wide battens places both ways in order to make the door of solid core and internal lipping with Garjan or similar wood veneers using phenol formaldehyde as glue etc. complete, including fitting, fixing shutters in position but excluding the cost of hinges and other fittings in ground floor.(a) 35 mm thick shutters (single leaf) (C)SECOND FLOOR | BI01010001010000000000000515BI0100001189 | 6 | SqM | 3039.53 |  |  | Excess(+) | 1 | Full Conversion | INR | [40 empty] | 18237.18 | 18237.18 | INR Eighteen Thousand Two Hundred & Thirty Seven and Paise Eighteen Only | 2687 | 3039.53
79 | Panel shutters of door and window, as per design (each panel consisting of single plank without joint), including fitting and fixing the same in position but excluding the cost of hinge and other fittings. In ground floor. (iii) 35mm thick shutters with 19mm thick panel of size 30 to 45 cm. (b) Sishu, Gamar, Champ,Badam,Bhola, Mogra, Hallak.(A) AT GROUND FLOOR | BI01010001010000000000000515BI0100001190 | 12 | SqM | 3154.92 |  |  | Excess(+) | 1 | Full Conversion | INR | [40 empty] | 37859.04 | 37859.04 | INR Thirty Seven Thousand Eight Hundred & Fifty Nine and Paise Four Only | 2789 | 3154.92
80 | Panel shutters of door and window, as per design (each panel consisting of single plank without joint), including fitting and fixing the same in position but excluding the cost of hinge and other fittings. In ground floor. (iii) 35mm thick shutters with 19mm thick panel of size 30 to 45 cm. (b) Sishu, Gamar, Champ,Badam,Bhola, Mogra, Hallak. (B) AT FIRST FLOOR | BI01010001010000000000000515BI0100001191 | 12 | SqM | 3187.72 |  |  | Excess(+) | 1 | Full Conversion | INR | [40 empty] | 38252.64 | 38252.64 | INR Thirty Eight Thousand Two Hundred & Fifty Two and Paise Sixty Four Only | 2818 | 3187.72
81 | Panel shutters of door and window, as per design (each panel consisting of single plank without joint), including fitting and fixing the same in position but excluding the cost of hinge and other fittings. In ground floor. (iii) 35mm thick shutters with 19mm thick panel of size 30 to 45 cm. (b) Sishu, Gamar, Champ,Badam,Bhola, Mogra, Hallak. (C)SECOND FLOOR | BI01010001010000000000000515BI0100001192 | 12 | SqM | 3220.53 |  |  | Excess(+) | 1 | Full Conversion | INR | [40 empty] | 38646.36 | 38646.36 | INR Thirty Eight Thousand Six Hundred & Forty Six and Paise Thirty Six Only | 2847 | 3220.53
82 | Supplying, fitting & fixing fibre reinforced polymer (FRP) Composite door shutters as per approved design with glass fibre reinforced plastic moulded skins and a special sandwich core, so as to impart monolitaheic composite structure as per approved technology of Department of Science and Technology (DST) to satisfy IS:4020 door testing performance criteria. (ii) 32 mm thick (A) AT GROUND FLOOR | BI01010001010000000000000515BI0100001193 | 4 | SqM | 3125.51 |  |  | Excess(+) | 1 | Full Conversion | INR | [40 empty] | 12502.04 | 12502.04 | INR Twelve Thousand Five Hundred & Two and Paise Four Only | 2763 | 3125.51
83 | Supplying, fitting & fixing fibre reinforced polymer (FRP) Composite door shutters as per approved design with glass fibre reinforced plastic moulded skins and a special sandwich core, so as to impart monolitaheic composite structure as per approved technology of Department of Science and Technology (DST) to satisfy IS:4020 door testing performance criteria. (ii) 32 mm thick (B) AT FIRST FLOOR | BI01010001010000000000000515BI0100001194 | 4 | SqM | 3141.34 |  |  | Excess(+) | 1 | Full Conversion | INR | [40 empty] | 12565.36 | 12565.36 | INR Twelve Thousand Five Hundred & Sixty Five and Paise Thirty Six Only | 2777 | 3141.34
84 | Supplying, fitting and fixing fibre reinforced polymer (FRP) Composite door frame as per approved section with glass fibre reinforced plastic moulded skins and a special sandwich core, so as to impart monolitaheic composite structure as per approved technology of Department of Science and Technology (DST) to safisfy IS: 4020 door testing performance criteria. (ii) 66mm x 90mm (A) AT GROUND FLOOR | BI01010001010000000000000515BI0100001195 | 4 | Mtr. | 562.21 |  |  | Excess(+) | 1 | Full Conversion | INR | [40 empty] | 2248.84 | 2248.84 | INR Two Thousand Two Hundred & Forty Eight and Paise Eighty Four Only | 497 | 562.21
85 | Supplying, fitting and fixing fibre reinforced polymer (FRP) Composite door frame as per approved section with glass fibre reinforced plastic moulded skins and a special sandwich core, so as to impart monolitaheic composite structure as per approved technology of Department of Science and Technology (DST) to safisfy IS: 4020 door testing performance criteria. (ii) 66mm x 90mm (B) AT FIRST FLOOR | BI01010001010000000000000515BI0100001196 | 4 | Mtr. | 562.21 |  |  | Excess(+) | 1 | Full Conversion | INR | [40 empty] | 2248.84 | 2248.84 | INR Two Thousand Two Hundred & Forty Eight and Paise Eighty Four Only | 497 | 562.21
86 | M.S. structural works with hollow sections (square or rectangular shape) conforming to IS: 806-1968 & IS:1161-1998) connected to one another with bracket, gusset, cleat as per design, drawing & direction of Engineer-in-Charge complete including cutting to requisite shape & size, fabrication including metal arc welding conforming to IS: 816-1969 & IS: 9595 using electrodes of approved make and brand conforming to IS:814- 2004, haulage, hoisting and erection all complete.The rate includes the cost of all M.S. Hollow section, all consumables such as electrodes, gas and hire charges of all tools and plants and labour reqired for execution and all incidental chages (such as electricity, labour insurance) etc. complete. Payment to be made on the basis of calculated weight of structural memebrs of MS Holow Section as specified in relevent IS code in finished work. Payment for gusset, bracket, cleat may be made by adding the actual weight of such items with weight of finished structural members. The rates are considered for a hight of erection 8 m. / 2nd floor level from the ground. Add 1.5 % extra over the rate for each additional floor or 4m. beyond the initial 8 m. or part thereof. i) For roof truss works a) Span up to 12 Mtr | BI01010001010000000000000515BI0100001197 | 1.5 | MT. | 84030.06 |  |  | Excess(+) | 1 | Full Conversion | INR | [40 empty] | 126045.09 | 126045.09 | INR One Lakh Twenty Six Thousand &Forty Five and Paise Nine Only | 74284 | 84030.06
87 | Supplying, fitting & fixing Zn-Al alloy (55% Al & 45% Zn) coating of 150 grams per sq. metre (followed by colour coated on both side) steel sheet work having minimum yield strength of 550 Mpa of trapizoidal profile of approved make as per IS: 15965: 2012 and IS: 14246: 2013 (excluding the supporting frame work) fitted and fixed with 55 mm & 25 mm self tapping screw, EPDM Washer 16 mm dia & 3 mm th. washer etc. complete with 150 mm end lap and one corrugation minimum side lap. (Payment to be made on area of finished work). (i) In Roof:- a) With 0.5 mm thick sheet | BI01010001010000000000000515BI0100001198 | 115 | Sq.M. | 1013.56 |  |  | Excess(+) | 1 | Full Conversion | INR | [40 empty] | 116559.4 | 116559.4 | INR One Lakh Sixteen Thousand Five Hundred & Fifty Nine and Paise Forty Only | 896 | 1013.56
88 | Aluminium sheet ridging fitted with self tapping screws, EPDM washers etc complete.(Minimum 225mm end lapping). (A) 300 mm lapping each way (a) With 0.71 mm sheet | BI01010001010000000000000515BI0100001199 | 40 | Mtr. | 445.69 |  |  | Excess(+) | 1 | Full Conversion | INR | [40 empty] | 17827.6 | 17827.6 | INR Seventeen Thousand Eight Hundred & Twenty Seven and Paise Sixty Only | 394 | 445.69
89 | Galvanised iron sheet eaves gutter fitted and fixed with necessary 50 mm X 6 mm M.S flat bar clamps bent to design, bolts, nuts, washers etc. complete. Eaves gutter made of 0.63 mm. sheets.(300mm End lapping) (a) 225 mm. wide gutter | BI01010001010000000000000515BI0100001200 | 18 | Mtr. | 386.87 |  |  | Excess(+) | 1 | Full Conversion | INR | [40 empty] | 6963.66 | 6963.66 | INR Six Thousand Nine Hundred & Sixty Three and Paise Sixty Six Only | 342 | 386.87
90 | M.S.or W.I. Ornamental grill of approved design joints continuously welded with M.S, W.I. Flats and bars of windows, railing etc. fitted and fixed with necessary screws and lugs in ground floor. (ii) Grill weighing above 10 Kg./sq.mtr and up to 16 Kg./sq. mtr (A) AT GROUND FLOOR | BI01010001010000000000000515BI0100001201 | 1 | Qntl | 11335.76 |  |  | Excess(+) | 1 | Full Conversion | INR | [40 empty] | 11335.76 | 11335.76 | INR Eleven Thousand Three Hundred & Thirty Five and Paise Seventy Six Only | 10021 | 11335.76
91 | M.S.or W.I. Ornamental grill of approved design joints continuously welded with M.S, W.I. Flats and bars of windows, railing etc. fitted and fixed with necessary screws and lugs in ground floor. (ii) Grill weighing above 10 Kg./sq.mtr and up to 16 Kg./sq. mtr (B) AT FIRST FLOOR | BI01010001010000000000000515BI0100001202 | 1 | Qntl | 11449.11 |  |  | Excess(+) | 1 | Full Conversion | INR | [40 empty] | 11449.11 | 11449.11 | INR Eleven Thousand Four Hundred & Forty Nine and Paise Eleven Only | 10121.21 | 11449.11
92 | M.S.or W.I. Ornamental grill of approved design joints continuously welded with M.S, W.I. Flats and bars of windows, railing etc. fitted and fixed with necessary screws and lugs in ground floor. (ii) Grill weighing above 10 Kg./sq.mtr and up to 16 Kg./sq. mtr (C)SECOND FLOOR | BI01010001010000000000000515BI0100001203 | 3 | Qntl | 11563.6 |  |  | Excess(+) | 1 | Full Conversion | INR | [40 empty] | 34690.8 | 34690.8 | INR Thirty Four Thousand Six Hundred & Ninety and Paise Eighty Only | 10222.42 | 11563.6
93 | Collapsible gate with 40mm x 40mm x 6mm Tee as top and bottom guide rail, 20mm x 10mm x 2mm vertical channels 100mm apart in fully stretched position 20mm x 5mm M.S. flats as collapsible bracings properly rivetted and washered including 38mm steel rollers including locking arrangements, fitted and fixed in position with lugs set in cement concrete and including cutting necessary holes, chasing etc. in walls, floors etc. and making good damages complete. (A) AT GROUND FLOOR | BI01010001010000000000000515BI0100001204 | 4.5 | Sqm | 4921.85 |  |  | Excess(+) | 1 | Full Conversion | INR | [40 empty] | 22148.325 | 22148.325 | INR Twenty Two Thousand One Hundred & Forty Eight and Paise Thirty Three Only | 4351 | 4921.85
94 | Anodised aliminium D-type handle of approved quality manufactured from extruded section conforming to I.S. specification (I.S. 230/72) fitted and fixed complete:(a) With continuous plate base (Hexagonal / Round rod) (v) 125 mm grip x 12 mm dia rod. | BI01010001010000000000000515BI0100001205 | 4 | Each | 116.51 |  |  | Excess(+) | 1 | Full Conversion | INR | [40 empty] | 466.04 | 466.04 | INR Four Hundred & Sixty Six and Paise Four Only | 103 | 116.51
95 | Supplying, fitting and fixing M.S. clamps for door and window frame made of flat bent bar, end bifurcated with necessary screws etc. by cement concrete(1:2:4) as per direction. (Cost of concrete will be paid separately). 40mm X 6mm, 250mm Length | BI01010001010000000000000515BI0100001206 | 8 | Each | 32.8 | 53536 |  | Excess(+) | 1 | Full Conversion | INR | [40 empty] | 262.4 | 262.4 | INR Two Hundred & Sixty Two and Paise Forty Only | 29 | 32.8
96 | Iron butt hinges of approved quality fitted and fixed with steel screws, with ISI mark 100mm X 50mm X 1.25mm | BI01010001010000000000000515BI0100001207 | 20 | Each | 48.64 | 48070 |  | Excess(+) | 1 | Full Conversion | INR | [40 empty] | 972.8 | 972.8 | INR Nine Hundred & Seventy Two and Paise Eighty Only | 43 | 48.64
97 | Taking out old iron higes and fitting, fixing the same with new steel screws.(e) 100mm. Long butt hinge. | BI01010001010000000000000515BI0100001208 | 20 | Each | 18.1 | 10288 |  | Excess(+) | 1 | Full Conversion | INR | [40 empty] | 362 | 362 | INR Three Hundred & Sixty Two Only | 16 | 18.1
98 | Iron hasp bolt of approved quality fitted and fixed complete (oxidised) with 16mm dia rod with centre bolt and round fitting. 250mm long. | BI01010001010000000000000515BI0100001209 | 2 | Each | 179.86 |  |  | Excess(+) | 1 | Full Conversion | INR | [40 empty] | 359.72 | 359.72 | INR Three Hundred & Fifty Nine and Paise Seventy Two Only | 159 | 179.86
99 | Door stopper.(Brass) | BI01010001010000000000000515BI0100001210 | 2 | Each | 132.35 |  |  | Excess(+) | 1 | Full Conversion | INR | [40 empty] | 264.7 | 264.7 | INR Two Hundred & Sixty Four and Paise Seventy Only | 117 | 132.35
100 | Anodised aluminium barrel / tower /socket bolt (full covered) of approved manufractured from extructed section conforming to I.S. 204/74 fitted with cadmium plated screws. 200mm long x 10mm dia. bolt. | BI01010001010000000000000515BI0100001211 | 6 | Each | 88.23 |  |  | Excess(+) | 1 | Full Conversion | INR | [40 empty] | 529.38 | 529.38 | INR Five Hundred & Twenty Nine and Paise Thirty Eight Only | 78 | 88.23
101 | Supplying best Indian sheet glass panes set in putty and fitted and fixed with nails and putty complete. (In all floors for internal wall & upto 6 m height for external wall) (ii) 4 mm thick | BI01010001010000000000000515BI0100001212 | 8 | SqM. | 606.32 |  |  | Excess(+) | 1 | Full Conversion | INR | [40 empty] | 4850.56 | 4850.56 | INR Four Thousand Eight Hundred & Fifty and Paise Fifty Six Only | 536 | 606.32
102 | Cement concrete (1:1.5:3) with graded stone chips 5.6 mm sizewith hexagonal square mesh wire netting, I.R.C. fabric mesh or X.P. M. fitted and fixed after tying the existing reinforcement on concrete without distributing the same and with proper scarping and cleaning the reinforcement and disturbed concrete with wire brush etc. after applying a coat of cement including the cost of wire netting I.R.C or X. P. M. & cost of all handling and scaffolding complete as per direction of Engineer-in -charge. a) 20 mm thick | BI01010001010000000000000515BI0100001213 | 2 | Sqm | 558.81 |  |  | Excess(+) | 1 | Full Conversion | INR | [40 empty] | 1117.62 | 1117.62 | INR One Thousand One Hundred & Seventeen and Paise Sixty Two Only | 494 | 558.81
103 | Supply of UPVC pipes (B Type) and fittings conforming to IS-13592-1992 (A) (i) Single Socketed 3 Mtr. Length b) 110 mm | BI01010001010000000000000515BI0100001214 | 60 | Mtr. | 330.31 |  |  | Excess(+) | 1 | Full Conversion | INR | [40 empty] | 19818.6 | 19818.6 | INR Nineteen Thousand Eight Hundred & Eighteen and Paise Sixty Only | 292 | 330.31
104 | Supply of UPVC pipes (B Type) and fittings conforming to IS-13592-1992 (B) Fittings x) Bend 87.5º 110 mm | BI01010001010000000000000515BI0100001215 | 10 | Each | 135.74 |  |  | Excess(+) | 1 | Full Conversion | INR | [40 empty] | 1357.4 | 1357.4 | INR One Thousand Three Hundred & Fifty Seven and Paise Forty Only | 120 | 135.74
105 | Supply of UPVC pipes (B Type) and fittings conforming to IS-13592-1992 (B) Fittings (ii) Door Tee 110 mm | BI01010001010000000000000515BI0100001216 | 10 | Each | 220.58 |  |  | Excess(+) | 1 | Full Conversion | INR | [40 empty] | 2205.8 | 2205.8 | INR Two Thousand Two Hundred & Five and Paise Eighty Only | 195 | 220.58
106 | Supply of UPVC pipes (B Type) and fittings conforming to IS-13592-1992 (B) Fittings (iv) Door Bend T.S 110 mm | BI01010001010000000000000515BI0100001217 | 10 | Each | 166.29 |  |  | Excess(+) | 1 | Full Conversion | INR | [40 empty] | 1662.9 | 1662.9 | INR One Thousand Six Hundred & Sixty Two and Paise Ninety Only | 147 | 166.29
107 | Supply of UPVC pipes (B Type) and fittings conforming to IS-13592-1992 (B) Fittings (v) Plain Tee 110 mm | BI01010001010000000000000515BI0100001218 | 10 | Each | 96.15 |  |  | Excess(+) | 1 | Full Conversion | INR | [40 empty] | 961.5 | 961.5 | INR Nine Hundred & Sixty One and Paise Fifty Only | 85 | 96.15
108 | Supply of UPVC pipes (B Type) and fittings conforming to IS-13592-1992 (B) Fittings (vii) Pipe Clip 110 mm | BI01010001010000000000000515BI0100001219 | 40 | Each | 23.76 |  |  | Excess(+) | 1 | Full Conversion | INR | [40 empty] | 950.4 | 950.4 | INR Nine Hundred & Fifty and Paise Forty Only | 21 | 23.76
109 | Supply of UPVC pipes (B Type) and fittings conforming to IS-13592-1992 (B) Fittings (vii) Vent Cowl 110 mm | BI01010001010000000000000515BI0100001220 | 2 | Each | 37.33 |  |  | Excess(+) | 1 | Full Conversion | INR | [40 empty] | 74.66 | 74.66 | INR Seventy Four and Paise Sixty Six Only | 33 | 37.33
110 | Labour for fitting and fixing U.P.V.C piupes for above ground work including cost of joining materials etc. fitting and fixing all necessary specials, cutting pipes,cutting holes in walls or R.C floor where necessary and mending good all damages excluding the cost of masonry or concrete work, if necessary but including the cost and fitting and fixing holder bat clamps (any floor) or for underground work including cutting trenches upto 1.5 mtr. and refilling the same complete as per direction of the Engineer - in - Charge.(payment will be made on centre line measurment of the total pipe line including specials) (A) Above ground (ii) 110 mm | BI01010001010000000000000515BI0100001221 | 60 | Mtr. | 64.48 |  |  | Excess(+) | 1 | Full Conversion | INR | [40 empty] | 3868.8 | 3868.8 | INR Three Thousand Eight Hundred & Sixty Eight and Paise Eighty Only | 57 | 64.48
111 | Labour for dismantling G.I. pipe with fittings. (ix) 100 mm | BI01010001010000000000000515BI0100001222 | 40 | Mtr. | 12.44 |  |  | Excess(+) | 1 | Full Conversion | INR | [40 empty] | 497.6 | 497.6 | INR Four Hundred & Ninety Seven and Paise Sixty Only | 11 | 12.44
112 | Dismantling wash basin with brackets with or without waste fittings. | BI01010001010000000000000515BI0100001223 | 2 | each | 39.59 |  |  | Excess(+) | 1 | Full Conversion | INR | [40 empty] | 79.18 | 79.18 | INR Seventy Nine and Paise Eighteen Only | 35 | 39.59
113 | Dismantling Indian W.C. including taking out base concrete as necessary. | BI01010001010000000000000515BI0100001224 | 3 | each | 50.9 |  |  | Excess(+) | 1 | Full Conversion | INR | [40 empty] | 152.7 | 152.7 | INR One Hundred & Fifty Two and Paise Seventy Only | 45 | 50.9
114 | Dismantling urinal. | BI01010001010000000000000515BI0100001225 | 2 | each | 37.33 |  |  | Excess(+) | 1 | Full Conversion | INR | [40 empty] | 74.66 | 74.66 | INR Seventy Four and Paise Sixty Six Only | 33 | 37.33
115 | Cleaning silt of inspection pit. | BI01010001010000000000000515BI0100001226 | 2 | each | 174.2 |  |  | Excess(+) | 1 | Full Conversion | INR | [40 empty] | 348.4 | 348.4 | INR Three Hundred & Forty Eight and Paise Forty Only | 154 | 174.2
116 | Cleaning I.P.W.C. with acid. | BI01010001010000000000000515BI0100001227 | 3 | each | 21.49 |  |  | Excess(+) | 1 | Full Conversion | INR | [40 empty] | 64.47 | 64.47 | INR Sixty Four and Paise Forty Seven Only | 19 | 21.49
117 | Removing sludge from septic tank, soak well etc. by methor labour including disposal of the same outside the compound as directed. (c) Upto 50 users (ii) Beyond a lead of 150 metre and outside the Municipal limit | BI01010001010000000000000515BI0100001228 | 2 | each | 3736.35 |  |  | Excess(+) | 1 | Full Conversion | INR | [40 empty] | 7472.7 | 7472.7 | INR Seven Thousand Four Hundred & Seventy Two and Paise Seventy Only | 3303 | 3736.35
118 | Supplying, fitting and fixing white vitreous china best quality approved make wash basin with C.I. brackets on 75 mm X 75 mm wooden blocks, C.P. waste fittings of 32 mm dia., one approved quality brass C.P. pillar cock of 15 mm dia., C.P. chain with rubber plug of 32 mm dia., approved quality P.V.C. waste pipe with C.P. nut 32 mm dia., 900 mm long approved quality P.V.C. connection pipe with heavy brass C.P. nut including mending good all damages and painting the brackets with two coats of approved paint. (ii) 550 mm X 400 mm size | BI01010001010000000000000515BI0100001229 | 1 | Each | 2497.69 |  |  | Excess(+) | 1 | Full Conversion | INR | [40 empty] | 2497.69 | 2497.69 | INR Two Thousand Four Hundred & Ninety Seven and Paise Sixty Nine Only | 2208 | 2497.69
119 | Supplying, fitting and fixing approved brand 32 mm dia. P.V.C. waste pipe, with coupling at one end fitted with necessary clamps. (iii) 900 mm long | BI01010001010000000000000515BI0100001230 | 1 | Each | 84.84 |  |  | Excess(+) | 1 | Full Conversion | INR | [40 empty] | 84.84 | 84.84 | INR Eighty Four and Paise Eighty Four Only | 75 | 84.84
120 | Supplying,fitting and fixing approved brand P.V.C. CONNECTOR white flexible, with both ends coupling with heavy brass C.P. nut, 15 mm dia. (iv) 750 mm long | BI01010001010000000000000515BI0100001231 | 6 | Each | 132.35 |  |  | Excess(+) | 1 | Full Conversion | INR | [40 empty] | 794.1 | 794.1 | INR Seven Hundred & Ninety Four and Paise Ten Only | 117 | 132.35
121 | Supplying, fitting and fixing towel rail with two brackets. (b) Aluminium (iii) 25 mm dia. and 750 mm longg | BI01010001010000000000000515BI0100001232 | 3 | Each | 211.53 |  |  | Excess(+) | 1 | Full Conversion | INR | [40 empty] | 634.59 | 634.59 | INR Six Hundred & Thirty Four and Paise Fifty Nine Only | 187 | 211.53
122 | Supplying, fitting and fixing bib cock or stop cock. (a) (i) Chromium plated Bib Cock short body (Equivalent to Code No. 511& Model - Tropical / Sumthing Special of ESSCO or similar brand). | BI01010001010000000000000515BI0100001233 | 8 | Each | 609.72 |  |  | Excess(+) | 1 | Full Conversion | INR | [40 empty] | 4877.76 | 4877.76 | INR Four Thousand Eight Hundred & Seventy Seven and Paise Seventy Six Only | 539 | 609.72
123 | Supplying, fitting and fixing bib cock or stop cock. (d) (i) Chromium plated angular Stop Cock with wall flange (Equivalent to Code No. 5053 & Model - Florentine of Jaquar or similar brand). | BI01010001010000000000000515BI0100001234 | 12 | Each | 921.93 |  |  | Excess(+) | 1 | Full Conversion | INR | [40 empty] | 11063.16 | 11063.16 | INR Eleven Thousand &Sixty Three and Paise Sixteen Only | 815 | 921.93
124 | Supplying, fitting and fixing bib cock or stop cock. (f) Hand Shower(Health Faucet) with 1mtr Fexible Tube with Wall Hook(Equivalent to Code No.573 & Model -ALLIED of Jaquar or similar).. | BI01010001010000000000000515BI0100001235 | 4 | Each | 1415.13 |  |  | Excess(+) | 1 | Full Conversion | INR | [40 empty] | 5660.52 | 5660.52 | INR Five Thousand Six Hundred & Sixty and Paise Fifty Two Only | 1251 | 1415.13
125 | Chromium plated round shower with revolving joint 100 mm dia with rubid cleaning system (Equivalent to Code No. 542(N) & Model -Tropical / Sumthing Special of ESSCO or similar brand). | BI01010001010000000000000515BI0100001236 | 4 | Each | 511.3 |  |  | Excess(+) | 1 | Full Conversion | INR | [40 empty] | 2045.2 | 2045.2 | INR Two Thousand &Forty Five and Paise Twenty Only | 452 | 511.3
126 | Supplying, fitting and fixing C.I. round grating. (ii) 150 mm | BI01010001010000000000000515BI0100001237 | 6 | Each | 96.15 |  |  | Excess(+) | 1 | Full Conversion | INR | [40 empty] | 576.9 | 576.9 | INR Five Hundred & Seventy Six and Paise Ninety Only | 85 | 96.15
127 | Supplying, fitting and fixing C.I. square jalli. (ii) 150 mm | BI01010001010000000000000515BI0100001238 | 6 | Each | 115.38 |  |  | Excess(+) | 1 | Full Conversion | INR | [40 empty] | 692.28 | 692.28 | INR Six Hundred & Ninety Two and Paise Twenty Eight Only | 102 | 115.38
128 | Supplying, fitting and fixing Flat back urinal (half stall urinal) in white vitreous chinaware of approved make in position with brass screws on 75 mm X 75 mm X 75 mm wooden blocks complete. ((ii) 470 mm X 280 mm X 340 mm | BI01010001010000000000000515BI0100001239 | 1 | Each | 1068.98 |  |  | Excess(+) | 1 | Full Conversion | INR | [40 empty] | 1068.98 | 1068.98 | INR One Thousand &Sixty Eight and Paise Ninety Eight Only | 945 | 1068.98
129 | Supplying, fitting and fixing E.W.C. in white glazed vitreous chinaware of approved make complete in position with necessary bolts, nuts etc. (b) With 'S' trap | BI01010001010000000000000515BI0100001240 | 2 | Each | 1710.37 |  |  | Excess(+) | 1 | Full Conversion | INR | [40 empty] | 3420.74 | 3420.74 | INR Three Thousand Four Hundred & Twenty and Paise Seventy Four Only | 1512 | 1710.37
130 | Supplying, fitting and fixing 10 litre P.V.C. low-down cistern conforming to I.S. specification with P.V.C. fittings complete,C.I. brackets including two coats of painting to bracket etc.White | BI01010001010000000000000515BI0100001241 | 2 | Each | 1148.17 |  |  | Excess(+) | 1 | Full Conversion | INR | [40 empty] | 2296.34 | 2296.34 | INR Two Thousand Two Hundred & Ninety Six and Paise Thirty Four Only | 1015 | 1148.17
131 | Supplying, fitting and fixing Closet seat of approved make with lid and C.P.hinges, rubber buffer and brass screws complete. (a) E.W.C.(ii) Plastic (hallow type) white | BI01010001010000000000000515BI0100001242 | 2 | Each | 429.86 |  |  | Excess(+) | 1 | Full Conversion | INR | [40 empty] | 859.72 | 859.72 | INR Eight Hundred & Fifty Nine and Paise Seventy Two Only | 380 | 429.86
132 | Supplying P.V.C. water storage tank of approved quality with closed top with lid (Black) - Multilayer (f) 3000 litre capacity | BI01010001010000000000000515BI0100001243 | 1 | Each | 17686.31 |  |  | Excess(+) | 1 | Full Conversion | INR | [40 empty] | 17686.31 | 17686.31 | INR Seventeen Thousand Six Hundred & Eighty Six and Paise Thirty One Only | 15635 | 17686.31
133 | Labour for hoisting plastic water storage tank. (ii) Above 1500 litre upto 5000 litre capacity. | BI01010001010000000000000515BI0100001244 | 1 | Each | 337.1 |  |  | Excess(+) | 1 | Full Conversion | INR | [40 empty] | 337.1 | 337.1 | INR Three Hundred & Thirty Seven and Paise Ten Only | 298 | 337.1
134 | Single Brick Flat Soling of picked jhama bricks including ramming and dressing bed to proper level and filling joints with local sand. | BI01010001010000000000000515BI0100001245 | 47.025 | Sqm. | 364.25 |  |  | Excess(+) | 1 | Full Conversion | INR | [40 empty] | 17128.8563 | 17128.8563 | INR Seventeen Thousand One Hundred & Twenty Eight and Paise Eighty Six Only | 322 | 364.25
135 | Ordinary Cement concrete (mix 1:1.5:3) with graded stone chips (20 mm nominal size) excluding shuttering and reinforcement if any, in ground floor as per relevant IS codes.(ii ) River Bazree | BI01010001010000000000000515BI0100001246 | 5.96 | cum | 5437.68 |  |  | Excess(+) | 1 | Full Conversion | INR | [40 empty] | 32408.5728 | 32408.5728 | INR Thirty Two Thousand Four Hundred & Eight and Paise Fifty Seven Only | 4807 | 5437.68
136 | Brick work with 1st class bricks in cement mortar (1:4)(a) In foundation and plinth | BI01010001010000000000000515BI0100001247 | 6.89 | cum | 5850.57 |  |  | Excess(+) | 1 | Full Conversion | INR | [40 empty] | 40310.4273 | 40310.4273 | INR Forty Thousand Three Hundred & Ten and Paise Forty Three Only | 5172 | 5850.57
137 | Supplying & laying as per IRC-SP:063-2004 paver unit of any shade of approved quality as per relevant IS code, laid in pattern as directed in pavement, footpath, driveway (paver block only), etc including necessary underlay complete in all respect with all labour and material.[Border concrete if necessary to be paid separately]. Note: Sub-grade CBR should not be less than 5. (b) 50 mm thick interlocking designer concrete paver block M-30 grade for non-traffic zone, buiding premises,garden,parks,domestic drive as per IS: 15658-2006(over 20-30 mm medium sand bed on 200mm thk bound gnaular /granular base course including cost of sand for sand bed but excluding cost of base course & subgrade preparation.) Coloured Decorative | BI01010001010000000000000515BI0100001248 | 40 | Sqm | 1264.68 |  |  | Excess(+) | 1 | Full Conversion | INR | [40 empty] | 50587.2 | 50587.2 | INR Fifty Thousand Five Hundred & Eighty Seven and Paise Twenty Only | 1118 | 1264.68
138 | Supplying fitting and fixing 600 mm (+/- 30 mm) diametre R.B.T (Reinforced Barbed Tape) Concertina fencing on wall top using concertina coils stretched to approx.6 meters length at site clipped with two nos. of horizontal R.B.T strands which will be tensioned and fixed with the vertical M.S angle iron posts by means of security fasteners (such as 'C' clips, R.B.T clips etc.) | BI01010001010000000000000515BI0100001249 | 20 | mtr | 461.53 |  |  | Excess(+) | 1 | Full Conversion | INR | [40 empty] | 9230.6 | 9230.6 | INR Nine Thousand Two Hundred & Thirty and Paise Sixty Only | 408 | 461.53
139 | ELETRICAL WORKS (SCHEDULE ITEM) Supply & Fixing 415V/220V 40A DP MCB ofbreking capacity 10KA and characteristics on sutible SS enclouser conceled in wall with earthing attachment as per GS. | BI01010001010000000000000515BI0100001250 | 1 | set | 1015.37 |  |  | Excess(+) | 1 | Full Conversion | INR | [40 empty] | 1015.37 | 1015.37 | INR One Thousand &Fifteen and Paise Thirty Seven Only | 816 | 1015.37
140 | Supply & Fixing (2+12) way SPN MCBDB (Legrand) with IP-42/43 protection Concealed in wall & mending good the damages to original finish incl. Interconnection with suitable copper wire & nuetral link incl. earthing attachment comprising with the following: a) 40A DP MCB isolator --- 1 no b) 6 to 32A SP MCB ---- 12 nos As per direction of EIC | BI01010001010000000000000515BI0100001251 | 2 | set | 5460.08 |  |  | Excess(+) | 1 | Full Conversion | INR | [40 empty] | 10920.16 | 10920.16 | INR Ten Thousand Nine Hundred & Twenty and Paise Sixteen Only | 4388 | 5460.08
141 | Meter loop by 2x6sq mm+1x4sqmm FR PVC insulated singale core stander copper wire (finolex/havalls) from BBC to energy meter and EN.meter to DP MCB box in 13mm thick corrogated flex pipe and properly dressed the wire by link clip. | BI01010001010000000000000515BI0100001252 | 4 | mtr | 176.69 |  |  | Excess(+) | 1 | Full Conversion | INR | [40 empty] | 706.76 | 706.76 | INR Seven Hundred & Six and Paise Seventy Six Only | 142 | 176.69
142 | Supply & Fixing 240 V 16 A Piano key type switch (Brand approved by EIC) on GI Modular type switch board having top cover plate and making necessary connections as required | BI01010001010000000000000515BI0100001253 | 3 | set | 148.07 |  |  | Excess(+) | 1 | Full Conversion | INR | [40 empty] | 444.21 | 444.21 | INR Four Hundred & Forty Four and Paise Twenty One Only | 119 | 148.07
143 | Supply & Fixing 2 way sircular box embeded wall with top cover according to GS | BI01010001010000000000000515BI0100001254 | 1 | set | 55.99 |  |  | Excess(+) | 1 | Full Conversion | INR | [40 empty] | 55.99 | 55.99 | INR Fifty Five and Paise Ninety Nine Only | 45 | 55.99
144 | Supply & drawing of 1.1 Kv grade single core stranded 'FR' Pvc insulated & unsheathed copper wire (brand appr by EIC) of the following sizes through 19 mm alkathene pipe recessed in wall. a) 3x1.5 sqmm (roof light) | BI01010001010000000000000515BI0100001255 | 125 | mtr | 138.12 |  |  | Excess(+) | 1 | Full Conversion | INR | [40 empty] | 17265 | 17265 | INR Seventeen Thousand Two Hundred & Sixty Five Only | 111 | 138.12
145 | Supply & drawing of 1.1 Kv grade single core stranded 'FR' Pvc insulated & unsheathed copper wire (brand appr by EIC) of the following sizes through 19 mm alkathene pipe recessed in wall. a) 2 x 6 + 1x4 sqmm (for submen) | BI01010001010000000000000515BI0100001256 | 20 | mtr | 251.35 |  |  | Excess(+) | 1 | Full Conversion | INR | [40 empty] | 5027 | 5027 | INR Five Thousand &Twenty Seven Only | 202 | 251.35
146 | Supply & drawing of 1.1 Kv grade single core stranded 'FR' Pvc insulated & unsheathed copper wire (brand appr by EIC) of the following sizes through 19 mm alkathene pipe recessed in wall. b) 2 x 2.5 + 1x1.5 sqmm (P/P plug/Com Plug) | BI01010001010000000000000515BI0100001257 | 80 | mtr | 126.92 |  |  | Excess(+) | 1 | Full Conversion | INR | [40 empty] | 10153.6 | 10153.6 | INR Ten Thousand One Hundred & Fifty Three and Paise Sixty Only | 102 | 126.92
147 | Distn. wiring in2x22/0.3+1x22/0.3 (1.5 sqmm) single core stranded 'FR' PVC insulated & unsheathed single core stranded copper wire (Brand approved by EIC) in 19 mm bore, 3 mm thick polythen pipe complete with all accessories embedded in wall to light/fan/call bell points with Modular type switch (Brand approved by EIC) fixed on Modular GI switch board with top cover plate flushed sizes complete with three no. suitable size Copper bar with holes (for Ph, N & E) fixed on bakelite/Hard Rubber insulator over the MS welded chairs incl. top cover flushed in wall for housing the board after cutting the brick wall incl. making earthing attachment,in wall incl. mending good damages to original finish Ave run 6 mtr | BI01010001010000000000000515BI0100001258 | 55 | pts | 970.57 |  |  | Excess(+) | 1 | Full Conversion | INR | [40 empty] | 53381.35 | 53381.35 | INR Fifty Three Thousand Three Hundred & Eighty One and Paise Thirty Five Only | 780 | 970.57
148 | Distn. wiring in 22/0.3 (1.5 sqmm) single core stranded 'FR' PVC insulated & unsheathed single core stranded copper wire (Brand approved by EIC)Complete with all accessories (As per G.S) on board | BI01010001010000000000000515BI0100001259 | 12 | pts | 980.52 |  |  | Excess(+) | 1 | Full Conversion | INR | [40 empty] | 11766.24 | 11766.24 | INR Eleven Thousand Seven Hundred & Sixty Six and Paise Twenty Four Only | 788 | 980.52
149 | Supply & Fixing 240 V, 6 A, 3 pin Modular type plug socket (Brand approved by EIC) with 6A Modular type switch, without plug top on 4 Module GI Modular type switch board with 3 Module top cover plate flushed in wall incl. S&F switch board and cover plate and making necy. connections with PVC Cu wire and earth continuity wire etc. (Av.run 3 mtr) | BI01010001010000000000000515BI0100001260 | 5 | pts | 980.52 |  |  | Excess(+) | 1 | Full Conversion | INR | [40 empty] | 4902.6 | 4902.6 | INR Four Thousand Nine Hundred & Two and Paise Sixty Only | 788 | 980.52
150 | Supply & fixing computer plug board modular type of 8 module GI box with cover plate recessed in wall comprising with the following (Legrand/Cabtree) ----- a) 6/16A socket & 16A switch --1 set b) 6A socket --2 nos c) 6A switch --- 1 no | BI01010001010000000000000515BI0100001261 | 8 | set | 2025.75 |  |  | Excess(+) | 1 | Full Conversion | INR | [40 empty] | 16206 | 16206 | INR Sixteen Thousand Two Hundred & Six Only | 1628 | 2025.75
151 | Supply & Fixing 240 V, 16 A, 3 pin Modular type plug socket (Brand approved by EIC) with 16A Modular type switch, without plug top on 4 Module GI Modular type switch board with top cover plate flushed in wall incl. S&F switch board and cover plate and making necy. connections with PVC Cu wire and earth continuity wire etc. as per direction of EIC | BI01010001010000000000000515BI0100001262 | 8 | set | 567.41 |  |  | Excess(+) | 1 | Full Conversion | INR | [40 empty] | 4539.28 | 4539.28 | INR Four Thousand Five Hundred & Thirty Nine and Paise Twenty Eight Only | 456 | 567.41
152 | Earthing the installation by 50mm dia GI pipe (TATA--M) 3.64 mtr long & 1x4 SWG GI (Hot dip) wire (4mtr long) with suitable nuts, bolts & washers etc. Driven into a depth of 3.65 mtr below the ground level. | BI01010001010000000000000515BI0100001263 | 1 | set | 1896.34 |  |  | Excess(+) | 1 | Full Conversion | INR | [40 empty] | 1896.34 | 1896.34 | INR One Thousand Eight Hundred & Ninety Six and Paise Thirty Four Only | 1524 | 1896.34
153 | Supplying & fixing earth busbar of galvanized (Hot Dip) MS flat 25 mm x 6 mm on wall having clearance of 6 mm from wall including providing drilled holes on the busbar complete with GI bolts, nuts, washers, spacing insulators etc. as required | BI01010001010000000000000515BI0100001264 | 1 | mtr | 194.11 |  |  | Excess(+) | 1 | Full Conversion | INR | [40 empty] | 194.11 | 194.11 | INR One Hundred & Ninety Four and Paise Eleven Only | 156 | 194.11
154 | Connecting the equipments to earth busbar including S & F GI (Hot Dip) wire of size as below on wall/floor with staples buried inside wall/floor as required and making connection to equipments with bolts, nuts, washers, cable lugs etc. as required and mending good damages Solid GI wire 4 SWG | BI01010001010000000000000515BI0100001265 | 10 | mtr | 22.4 |  |  | Excess(+) | 1 | Full Conversion | INR | [40 empty] | 224 | 224 | INR Two Hundred & Twenty Four Only | 18 | 22.4
155 | Finising both ends of the 6sq mm and 4sqmm singale cu wire (for sub main wairing and meter loop) as per direction of EIC. | BI01010001010000000000000515BI0100001266 | 6 | set | 38.57 |  |  | Excess(+) | 1 | Full Conversion | INR | [40 empty] | 231.42 | 231.42 | INR Two Hundred & Thirty One and Paise Forty Two Only | 31 | 38.57
156 | Fixing only outdoor / street light type fluorescent light fitting complete with all accessories to be fixed/projected from the wall of the building incl. making holes to building, S&F 40 mm dia GI pipe (ISI-Medium) 1.50 mts. average length, with GI socket at one end and thread at the other end & suitable bend to house the fitting & making necy. connections with S&F necy. length of 1.5 sqmm PVC insulated single core stranded annealed copper wire and making connections as required and mending good damages to wall and painting | BI01010001010000000000000515BI0100001267 | 6 | Each | 898.4 |  |  | Excess(+) | 1 | Full Conversion | INR | [40 empty] | 5390.4 | 5390.4 | INR Five Thousand Three Hundred & Ninety and Paise Forty Only | 722 | 898.4
157 | Supplying and Fixing GI water proof looping cable box having hinged GI Top Cover having 4 mm thick with rubber gasket lining, railway type mechanical locking arrangement, earthing terminal with lug etc. of the following sizes as indicated below, Comprising of one 250 V, 15 A Kit-Kat fuse unit, one NL on porcelain insulator etc. and housing the same on wall incl. addition and alteration to the existing CC muffing (6:3:1) after dismantling the damaged looping cable box etc. where necy. incl. painting | BI01010001010000000000000515BI0100001268 | 7 | set | 619.67 |  |  | Excess(+) | 1 | Full Conversion | INR | [40 empty] | 4337.69 | 4337.69 | INR Four Thousand Three Hundred & Thirty Seven and Paise Sixty Nine Only | 498 | 619.67
158 | Fixing only Call Bell/Buzzer on single HW board on wall incl. S&F single HW board | BI01010001010000000000000515BI0100001269 | 3 | set | 83.37 |  |  | Excess(+) | 1 | Full Conversion | INR | [40 empty] | 250.11 | 250.11 | INR Two Hundred & Fifty and Paise Eleven Only | 67 | 83.37
159 | ELETRICAL WORKS (NON-SCHEDULE ITEM) Supply 4' single LED type tube light fitting complete with all acessaries directly on ceiling with HW round block & suitable size of MS fastener (Crompton, cat no - DIJB12LT8-20, LLT8-20 ,For stear case) | BI01010001010000000000000515BI0100001270 | 25 | set | 831.23 |  |  | Excess(+) | 1 | Full Conversion | INR | [40 empty] | 20780.75 | 20780.75 | INR Twenty Thousand Seven Hundred & Eighty and Paise Seventy Five Only | 823 | 831.23
160 | Supply & fixing of 45W LED street light fitting (Make Crompton, cat no - LSTP-45-CDL) | BI01010001010000000000000515BI0100001271 | 6 | set | 4790.43 |  |  | Excess(+) | 1 | Full Conversion | INR | [40 empty] | 28742.58 | 28742.58 |  | 4743 | 4790.43
161 | S&F cromton make bulkhead fittings on wall (cromton make,LBHP-10-CDL) including S&F 11W LED lamp as per direction of EIC | BI01010001010000000000000515BI0100001272 | 8 | set | 858.5 |  |  | Excess(+) | 1 | Full Conversion | INR | [40 empty] | 6868 | 6868 | INR Six Thousand Eight Hundred & Sixty Eight Only | 850 | 858.5
162 | Supply & fixing of 1200mm sweep Ceiling Fan (Orient,New Bridge) complete with all acessaries Incl S/F necy copper flex wire. | BI01010001010000000000000515BI0100001273 | 10 | set | 2240.18 |  |  | Excess(+) | 1 | Full Conversion | INR | [40 empty] | 22401.8 | 22401.8 | INR Twenty Two Thousand Four Hundred & One and Paise Eighty Only | 2218 | 2240.18
163 | Supply & Fixing electronics step type, Moduler Socket type (2 module), Fan regulator (Cabtree) | BI01010001010000000000000515BI0100001274 | 10 | Set | 471.67 |  |  | Excess(+) | 1 | Full Conversion | INR | [40 empty] | 4716.7 | 4716.7 | INR Four Thousand Seven Hundred & Sixteen and Paise Seventy Only | 467 | 471.67
164 | Supply & fixing only of the following Exhaust Fan with louvre shutter after cutting wall & mening good the damages. b) 300 mm (12") sweep exhaust fan | BI01010001010000000000000515BI0100001275 | 2 | set | 3514.8 |  |  | Excess(+) | 1 | Full Conversion | INR | [40 empty] | 7029.6 | 7029.6 | INR Seven Thousand &Twenty Nine and Paise Sixty Only | 3480 | 3514.8
165 | SUPPLY & INSTALLATION OF AC MACHINE Supply & delivery through DGS & D rate contract basic of the following split type AC machines (3 Star rated)(Make Hitachi/Mitshubishi) complete with indoor outdoor unit & coper refrigerant pipes upto 5 mtr length with synthetic insulation etc. 1.5 TR Split type (3 Star rated) | BI01010001010000000000000515BI0100001276 | 3 | each | 38176.99 |  |  | Excess(+) | 1 | Full Conversion | INR | [40 empty] | 114530.97 | 114530.97 | INR One Lakh Fourteen Thousand Five Hundred & Thirty and Paise Ninety Seven Only | 37799 | 38176.99
166 | Supply & Fixing 240 V, 25 A, Modular type AC m/c starter (Eletron OLP - 3) 4 Module GI Modular type switch board with 4 Module top cover plate flushed in wall incl. S&F switch board and cover plate and making necy. connections with PVC Cu wire and earth continuity wire .(For AC m/c) | BI01010001010000000000000515BI0100001277 | 3 | each | 2272.5 |  |  | Excess(+) | 1 | Full Conversion | INR | [40 empty] | 6817.5 | 6817.5 | INR Six Thousand Eight Hundred & Seventeen and Paise Fifty Only | 2250 | 2272.5
Total in Figures | [51 empty] | 2300879.4673 | 2300879.4673 | INR Twenty Three Lakh Eight Hundred & Seventy Nine and Paise Forty Seven Only | 18260574.896
Quoted Rate in Figures |  |  |  | Select | [47 empty] | 0 | 0 | INR Zero Only
Quoted Rate in Words |  | INR Zero Only
Note on K13: gepadmin: 1. If you choose "Full Conversion" then Column BA (AMOUNT) and Column BB (TAXES) BOTH values will be convert based on selected Currency in (Column L). 2. If you choose "Partial Conversion" then Column BA (AMOUNT) only will be converted based on selected currency (Column L) and Column BB (TAXES) value (INR) will be added to the converted values.
Note on K14: gepadmin: 1. If you choose "Full Conversion" then Column BA (AMOUNT) and Column BB (TAXES) BOTH values will be convert based on selected Currency in (Column L). 2. If you choose "Partial Conversion" then Column BA (AMOUNT) only will be converted based on selected currency (Column L) and Column BB (TAXES) value (INR) will be added to the converted values.
Note on K15: gepadmin: 1. If you choose "Full Conversion" then Column BA (AMOUNT) and Column BB (TAXES) BOTH values will be convert based on selected Currency in (Column L). 2. If you choose "Partial Conversion" then Column BA (AMOUNT) only will be converted based on selected currency (Column L) and Column BB (TAXES) value (INR) will be added to the converted values.
Note on K16: gepadmin: 1. If you choose "Full Conversion" then Column BA (AMOUNT) and Column BB (TAXES) BOTH values will be convert based on selected Currency in (Column L). 2. If you choose "Partial Conversion" then Column BA (AMOUNT) only will be converted based on selected currency (Column L) and Column BB (TAXES) value (INR) will be added to the converted values.
Note on K17: gepadmin: 1. If you choose "Full Conversion" then Column BA (AMOUNT) and Column BB (TAXES) BOTH values will be convert based on selected Currency in (Column L). 2. If you choose "Partial Conversion" then Column BA (AMOUNT) only will be converted based on selected currency (Column L) and Column BB (TAXES) value (INR) will be added to the converted values.
Note on K18: gepadmin: 1. If you choose "Full Conversion" then Column BA (AMOUNT) and Column BB (TAXES) BOTH values will be convert based on selected Currency in (Column L). 2. If you choose "Partial Conversion" then Column BA (AMOUNT) only will be converted based on selected currency (Column L) and Column BB (TAXES) value (INR) will be added to the converted values.
Note on K19: gepadmin: 1. If you choose "Full Conversion" then Column BA (AMOUNT) and Column BB (TAXES) BOTH values will be convert based on selected Currency in (Column L). 2. If you choose "Partial Conversion" then Column BA (AMOUNT) only will be converted based on selected currency (Column L) and Column BB (TAXES) value (INR) will be added to the converted values.
Note on K20: gepadmin: 1. If you choose "Full Conversion" then Column BA (AMOUNT) and Column BB (TAXES) BOTH values will be convert based on selected Currency in (Column L). 2. If you choose "Partial Conversion" then Column BA (AMOUNT) only will be converted based on selected currency (Column L) and Column BB (TAXES) value (INR) will be added to the converted values.
Note on K23: gepadmin: 1. If you choose "Full Conversion" then Column BA (AMOUNT) and Column BB (TAXES) BOTH values will be convert based on selected Currency in (Column L). 2. If you choose "Partial Conversion" then Column BA (AMOUNT) only will be converted based on selected currency (Column L) and Column BB (TAXES) value (INR) will be added to the converted values.
Note on K25: gepadmin: 1. If you choose "Full Conversion" then Column BA (AMOUNT) and Column BB (TAXES) BOTH values will be convert based on selected Currency in (Column L). 2. If you choose "Partial Conversion" then Column BA (AMOUNT) only will be converted based on selected currency (Column L) and Column BB (TAXES) value (INR) will be added to the converted values.
Note on K32: gepadmin: 1. If you choose "Full Conversion" then Column BA (AMOUNT) and Column BB (TAXES) BOTH values will be convert based on selected Currency in (Column L). 2. If you choose "Partial Conversion" then Column BA (AMOUNT) only will be converted based on selected currency (Column L) and Column BB (TAXES) value (INR) will be added to the converted values.
Note on K39: gepadmin: 1. If you choose "Full Conversion" then Column BA (AMOUNT) and Column BB (TAXES) BOTH values will be convert based on selected Currency in (Column L). 2. If you choose "Partial Conversion" then Column BA (AMOUNT) only will be converted based on selected currency (Column L) and Column BB (TAXES) value (INR) will be added to the converted values.
Note on K40: gepadmin: 1. If you choose "Full Conversion" then Column BA (AMOUNT) and Column BB (TAXES) BOTH values will be convert based on selected Currency in (Column L). 2. If you choose "Partial Conversion" then Column BA (AMOUNT) only will be converted based on selected currency (Column L) and Column BB (TAXES) value (INR) will be added to the converted values.
Note on K42: gepadmin: 1. If you choose "Full Conversion" then Column BA (AMOUNT) and Column BB (TAXES) BOTH values will be convert based on selected Currency in (Column L). 2. If you choose "Partial Conversion" then Column BA (AMOUNT) only will be converted based on selected currency (Column L) and Column BB (TAXES) value (INR) will be added to the converted values.
Note on K49: gepadmin: 1. If you choose "Full Conversion" then Column BA (AMOUNT) and Column BB (TAXES) BOTH values will be convert based on selected Currency in (Column L). 2. If you choose "Partial Conversion" then Column BA (AMOUNT) only will be converted based on selected currency (Column L) and Column BB (TAXES) value (INR) will be added to the converted values.
Note on K50: gepadmin: 1. If you choose "Full Conversion" then Column BA (AMOUNT) and Column BB (TAXES) BOTH values will be convert based on selected Currency in (Column L). 2. If you choose "Partial Conversion" then Column BA (AMOUNT) only will be converted based on selected currency (Column L) and Column BB (TAXES) value (INR) will be added to the converted values.
Note on K51: gepadmin: 1. If you choose "Full Conversion" then Column BA (AMOUNT) and Column BB (TAXES) BOTH values will be convert based on selected Currency in (Column L). 2. If you choose "Partial Conversion" then Column BA (AMOUNT) only will be converted based on selected currency (Column L) and Column BB (TAXES) value (INR) will be added to the converted values.
Note on K52: gepadmin: 1. If you choose "Full Conversion" then Column BA (AMOUNT) and Column BB (TAXES) BOTH values will be convert based on selected Currency in (Column L). 2. If you choose "Partial Conversion" then Column BA (AMOUNT) only will be converted based on selected currency (Column L) and Column BB (TAXES) value (INR) will be added to the converted values.
Note on K54: gepadmin: 1. If you choose "Full Conversion" then Column BA (AMOUNT) and Column BB (TAXES) BOTH values will be convert based on selected Currency in (Column L). 2. If you choose "Partial Conversion" then Column BA (AMOUNT) only will be converted based on selected currency (Column L) and Column BB (TAXES) value (INR) will be added to the converted values.
Note on K55: gepadmin: 1. If you choose "Full Conversion" then Column BA (AMOUNT) and Column BB (TAXES) BOTH values will be convert based on selected Currency in (Column L). 2. If you choose "Partial Conversion" then Column BA (AMOUNT) only will be converted based on selected currency (Column L) and Column BB (TAXES) value (INR) will be added to the converted values.
Note on K56: gepadmin: 1. If you choose "Full Conversion" then Column BA (AMOUNT) and Column BB (TAXES) BOTH values will be convert based on selected Currency in (Column L). 2. If you choose "Partial Conversion" then Column BA (AMOUNT) only will be converted based on selected currency (Column L) and Column BB (TAXES) value (INR) will be added to the converted values.
Note on K57: gepadmin: 1. If you choose "Full Conversion" then Column BA (AMOUNT) and Column BB (TAXES) BOTH values will be convert based on selected Currency in (Column L). 2. If you choose "Partial Conversion" then Column BA (AMOUNT) only will be converted based on selected currency (Column L) and Column BB (TAXES) value (INR) will be added to the converted values.
Note on K62: gepadmin: 1. If you choose "Full Conversion" then Column BA (AMOUNT) and Column BB (TAXES) BOTH values will be convert based on selected Currency in (Column L). 2. If you choose "Partial Conversion" then Column BA (AMOUNT) only will be converted based on selected currency (Column L) and Column BB (TAXES) value (INR) will be added to the converted values.
Note on K67: gepadmin: 1. If you choose "Full Conversion" then Column BA (AMOUNT) and Column BB (TAXES) BOTH values will be convert based on selected Currency in (Column L). 2. If you choose "Partial Conversion" then Column BA (AMOUNT) only will be converted based on selected currency (Column L) and Column BB (TAXES) value (INR) will be added to the converted values.
Note on K70: gepadmin: 1. If you choose "Full Conversion" then Column BA (AMOUNT) and Column BB (TAXES) BOTH values will be convert based on selected Currency in (Column L). 2. If you choose "Partial Conversion" then Column BA (AMOUNT) only will be converted based on selected currency (Column L) and Column BB (TAXES) value (INR) will be added to the converted values.
Note on K71: gepadmin: 1. If you choose "Full Conversion" then Column BA (AMOUNT) and Column BB (TAXES) BOTH values will be convert based on selected Currency in (Column L). 2. If you choose "Partial Conversion" then Column BA (AMOUNT) only will be converted based on selected currency (Column L) and Column BB (TAXES) value (INR) will be added to the converted values.
Note on K73: gepadmin: 1. If you choose "Full Conversion" then Column BA (AMOUNT) and Column BB (TAXES) BOTH values will be convert based on selected Currency in (Column L). 2. If you choose "Partial Conversion" then Column BA (AMOUNT) only will be converted based on selected currency (Column L) and Column BB (TAXES) value (INR) will be added to the converted values.
Note on K75: gepadmin: 1. If you choose "Full Conversion" then Column BA (AMOUNT) and Column BB (TAXES) BOTH values will be convert based on selected Currency in (Column L). 2. If you choose "Partial Conversion" then Column BA (AMOUNT) only will be converted based on selected currency (Column L) and Column BB (TAXES) value (INR) will be added to the converted values.
Note on K76: gepadmin: 1. If you choose "Full Conversion" then Column BA (AMOUNT) and Column BB (TAXES) BOTH values will be convert based on selected Currency in (Column L). 2. If you choose "Partial Conversion" then Column BA (AMOUNT) only will be converted based on selected currency (Column L) and Column BB (TAXES) value (INR) will be added to the converted values.
Note on K78: gepadmin: 1. If you choose "Full Conversion" then Column BA (AMOUNT) and Column BB (TAXES) BOTH values will be convert based on selected Currency in (Column L). 2. If you choose "Partial Conversion" then Column BA (AMOUNT) only will be converted based on selected currency (Column L) and Column BB (TAXES) value (INR) will be added to the converted values.
Note on K80: gepadmin: 1. If you choose "Full Conversion" then Column BA (AMOUNT) and Column BB (TAXES) BOTH values will be convert based on selected Currency in (Column L). 2. If you choose "Partial Conversion" then Column BA (AMOUNT) only will be converted based on selected currency (Column L) and Column BB (TAXES) value (INR) will be added to the converted values.
Note on K81: gepadmin: 1. If you choose "Full Conversion" then Column BA (AMOUNT) and Column BB (TAXES) BOTH values will be convert based on selected Currency in (Column L). 2. If you choose "Partial Conversion" then Column BA (AMOUNT) only will be converted based on selected currency (Column L) and Column BB (TAXES) value (INR) will be added to the converted values.
Note on K86: gepadmin: 1. If you choose "Full Conversion" then Column BA (AMOUNT) and Column BB (TAXES) BOTH values will be convert based on selected Currency in (Column L). 2. If you choose "Partial Conversion" then Column BA (AMOUNT) only will be converted based on selected currency (Column L) and Column BB (TAXES) value (INR) will be added to the converted values.
Note on K87: gepadmin: 1. If you choose "Full Conversion" then Column BA (AMOUNT) and Column BB (TAXES) BOTH values will be convert based on selected Currency in (Column L). 2. If you choose "Partial Conversion" then Column BA (AMOUNT) only will be converted based on selected currency (Column L) and Column BB (TAXES) value (INR) will be added to the converted values.
Note on K90: gepadmin: 1. If you choose "Full Conversion" then Column BA (AMOUNT) and Column BB (TAXES) BOTH values will be convert based on selected Currency in (Column L). 2. If you choose "Partial Conversion" then Column BA (AMOUNT) only will be converted based on selected currency (Column L) and Column BB (TAXES) value (INR) will be added to the converted values.
Note on K91: gepadmin: 1. If you choose "Full Conversion" then Column BA (AMOUNT) and Column BB (TAXES) BOTH values will be convert based on selected Currency in (Column L). 2. If you choose "Partial Conversion" then Column BA (AMOUNT) only will be converted based on selected currency (Column L) and Column BB (TAXES) value (INR) will be added to the converted values.
Note on K93: gepadmin: 1. If you choose "Full Conversion" then Column BA (AMOUNT) and Column BB (TAXES) BOTH values will be convert based on selected Currency in (Column L). 2. If you choose "Partial Conversion" then Column BA (AMOUNT) only will be converted based on selected currency (Column L) and Column BB (TAXES) value (INR) will be added to the converted values.
Note on K94: gepadmin: 1. If you choose "Full Conversion" then Column BA (AMOUNT) and Column BB (TAXES) BOTH values will be convert based on selected Currency in (Column L). 2. If you choose "Partial Conversion" then Column BA (AMOUNT) only will be converted based on selected currency (Column L) and Column BB (TAXES) value (INR) will be added to the converted values.
Note on K96: gepadmin: 1. If you choose "Full Conversion" then Column BA (AMOUNT) and Column BB (TAXES) BOTH values will be convert based on selected Currency in (Column L). 2. If you choose "Partial Conversion" then Column BA (AMOUNT) only will be converted based on selected currency (Column L) and Column BB (TAXES) value (INR) will be added to the converted values.
Note on K98: gepadmin: 1. If you choose "Full Conversion" then Column BA (AMOUNT) and Column BB (TAXES) BOTH values will be convert based on selected Currency in (Column L). 2. If you choose "Partial Conversion" then Column BA (AMOUNT) only will be converted based on selected currency (Column L) and Column BB (TAXES) value (INR) will be added to the converted values.
Note on K99: gepadmin: 1. If you choose "Full Conversion" then Column BA (AMOUNT) and Column BB (TAXES) BOTH values will be convert based on selected Currency in (Column L). 2. If you choose "Partial Conversion" then Column BA (AMOUNT) only will be converted based on selected currency (Column L) and Column BB (TAXES) value (INR) will be added to the converted values.
Note on K100: gepadmin: 1. If you choose "Full Conversion" then Column BA (AMOUNT) and Column BB (TAXES) BOTH values will be convert based on selected Currency in (Column L). 2. If you choose "Partial Conversion" then Column BA (AMOUNT) only will be converted based on selected currency (Column L) and Column BB (TAXES) value (INR) will be added to the converted values.
Note on K103: gepadmin: 1. If you choose "Full Conversion" then Column BA (AMOUNT) and Column BB (TAXES) BOTH values will be convert based on selected Currency in (Column L). 2. If you choose "Partial Conversion" then Column BA (AMOUNT) only will be converted based on selected currency (Column L) and Column BB (TAXES) value (INR) will be added to the converted values.
Note on K104: gepadmin: 1. If you choose "Full Conversion" then Column BA (AMOUNT) and Column BB (TAXES) BOTH values will be convert based on selected Currency in (Column L). 2. If you choose "Partial Conversion" then Column BA (AMOUNT) only will be converted based on selected currency (Column L) and Column BB (TAXES) value (INR) will be added to the converted values.
Note on K105: gepadmin: 1. If you choose "Full Conversion" then Column BA (AMOUNT) and Column BB (TAXES) BOTH values will be convert based on selected Currency in (Column L). 2. If you choose "Partial Conversion" then Column BA (AMOUNT) only will be converted based on selected currency (Column L) and Column BB (TAXES) value (INR) will be added to the converted values.
Note on K109: gepadmin: 1. If you choose "Full Conversion" then Column BA (AMOUNT) and Column BB (TAXES) BOTH values will be convert based on selected Currency in (Column L). 2. If you choose "Partial Conversion" then Column BA (AMOUNT) only will be converted based on selected currency (Column L) and Column BB (TAXES) value (INR) will be added to the converted values.
Note on K110: gepadmin: 1. If you choose "Full Conversion" then Column BA (AMOUNT) and Column BB (TAXES) BOTH values will be convert based on selected Currency in (Column L). 2. If you choose "Partial Conversion" then Column BA (AMOUNT) only will be converted based on selected currency (Column L) and Column BB (TAXES) value (INR) will be added to the converted values.
Note on K112: gepadmin: 1. If you choose "Full Conversion" then Column BA (AMOUNT) and Column BB (TAXES) BOTH values will be convert based on selected Currency in (Column L). 2. If you choose "Partial Conversion" then Column BA (AMOUNT) only will be converted based on selected currency (Column L) and Column BB (TAXES) value (INR) will be added to the converted values.
Note on K113: gepadmin: 1. If you choose "Full Conversion" then Column BA (AMOUNT) and Column BB (TAXES) BOTH values will be convert based on selected Currency in (Column L). 2. If you choose "Partial Conversion" then Column BA (AMOUNT) only will be converted based on selected currency (Column L) and Column BB (TAXES) value (INR) will be added to the converted values.
Note on K114: gepadmin: 1. If you choose "Full Conversion" then Column BA (AMOUNT) and Column BB (TAXES) BOTH values will be convert based on selected Currency in (Column L). 2. If you choose "Partial Conversion" then Column BA (AMOUNT) only will be converted based on selected currency (Column L) and Column BB (TAXES) value (INR) will be added to the converted values.
Note on K115: gepadmin: 1. If you choose "Full Conversion" then Column BA (AMOUNT) and Column BB (TAXES) BOTH values will be convert based on selected Currency in (Column L). 2. If you choose "Partial Conversion" then Column BA (AMOUNT) only will be converted based on selected currency (Column L) and Column BB (TAXES) value (INR) will be added to the converted values.
Note on K116: gepadmin: 1. If you choose "Full Conversion" then Column BA (AMOUNT) and Column BB (TAXES) BOTH values will be convert based on selected Currency in (Column L). 2. If you choose "Partial Conversion" then Column BA (AMOUNT) only will be converted based on selected currency (Column L) and Column BB (TAXES) value (INR) will be added to the converted values.
Note on K118: gepadmin: 1. If you choose "Full Conversion" then Column BA (AMOUNT) and Column BB (TAXES) BOTH values will be convert based on selected Currency in (Column L). 2. If you choose "Partial Conversion" then Column BA (AMOUNT) only will be converted based on selected currency (Column L) and Column BB (TAXES) value (INR) will be added to the converted values.
Note on K119: gepadmin: 1. If you choose "Full Conversion" then Column BA (AMOUNT) and Column BB (TAXES) BOTH values will be convert based on selected Currency in (Column L). 2. If you choose "Partial Conversion" then Column BA (AMOUNT) only will be converted based on selected currency (Column L) and Column BB (TAXES) value (INR) will be added to the converted values.
Note on K121: gepadmin: 1. If you choose "Full Conversion" then Column BA (AMOUNT) and Column BB (TAXES) BOTH values will be convert based on selected Currency in (Column L). 2. If you choose "Partial Conversion" then Column BA (AMOUNT) only will be converted based on selected currency (Column L) and Column BB (TAXES) value (INR) will be added to the converted values.
Note on K122: gepadmin: 1. If you choose "Full Conversion" then Column BA (AMOUNT) and Column BB (TAXES) BOTH values will be convert based on selected Currency in (Column L). 2. If you choose "Partial Conversion" then Column BA (AMOUNT) only will be converted based on selected currency (Column L) and Column BB (TAXES) value (INR) will be added to the converted values.
Note on K126: gepadmin: 1. If you choose "Full Conversion" then Column BA (AMOUNT) and Column BB (TAXES) BOTH values will be convert based on selected Currency in (Column L). 2. If you choose "Partial Conversion" then Column BA (AMOUNT) only will be converted based on selected currency (Column L) and Column BB (TAXES) value (INR) will be added to the converted values.
Note on K127: gepadmin: 1. If you choose "Full Conversion" then Column BA (AMOUNT) and Column BB (TAXES) BOTH values will be convert based on selected Currency in (Column L). 2. If you choose "Partial Conversion" then Column BA (AMOUNT) only will be converted based on selected currency (Column L) and Column BB (TAXES) value (INR) will be added to the converted values.
Note on K128: gepadmin: 1. If you choose "Full Conversion" then Column BA (AMOUNT) and Column BB (TAXES) BOTH values will be convert based on selected Currency in (Column L). 2. If you choose "Partial Conversion" then Column BA (AMOUNT) only will be converted based on selected currency (Column L) and Column BB (TAXES) value (INR) will be added to the converted values.
Note on K131: gepadmin: 1. If you choose "Full Conversion" then Column BA (AMOUNT) and Column BB (TAXES) BOTH values will be convert based on selected Currency in (Column L). 2. If you choose "Partial Conversion" then Column BA (AMOUNT) only will be converted based on selected currency (Column L) and Column BB (TAXES) value (INR) will be added to the converted values.
Note on K132: gepadmin: 1. If you choose "Full Conversion" then Column BA (AMOUNT) and Column BB (TAXES) BOTH values will be convert based on selected Currency in (Column L). 2. If you choose "Partial Conversion" then Column BA (AMOUNT) only will be converted based on selected currency (Column L) and Column BB (TAXES) value (INR) will be added to the converted values.
Note on K133: gepadmin: 1. If you choose "Full Conversion" then Column BA (AMOUNT) and Column BB (TAXES) BOTH values will be convert based on selected Currency in (Column L). 2. If you choose "Partial Conversion" then Column BA (AMOUNT) only will be converted based on selected currency (Column L) and Column BB (TAXES) value (INR) will be added to the converted values.
Note on K136: gepadmin: 1. If you choose "Full Conversion" then Column BA (AMOUNT) and Column BB (TAXES) BOTH values will be convert based on selected Currency in (Column L). 2. If you choose "Partial Conversion" then Column BA (AMOUNT) only will be converted based on selected currency (Column L) and Column BB (TAXES) value (INR) will be added to the converted values.
Note on K137: gepadmin: 1. If you choose "Full Conversion" then Column BA (AMOUNT) and Column BB (TAXES) BOTH values will be convert based on selected Currency in (Column L). 2. If you choose "Partial Conversion" then Column BA (AMOUNT) only will be converted based on selected currency (Column L) and Column BB (TAXES) value (INR) will be added to the converted values.
Note on K138: gepadmin: 1. If you choose "Full Conversion" then Column BA (AMOUNT) and Column BB (TAXES) BOTH values will be convert based on selected Currency in (Column L). 2. If you choose "Partial Conversion" then Column BA (AMOUNT) only will be converted based on selected currency (Column L) and Column BB (TAXES) value (INR) will be added to the converted values.
Note on K142: gepadmin: 1. If you choose "Full Conversion" then Column BA (AMOUNT) and Column BB (TAXES) BOTH values will be convert based on selected Currency in (Column L). 2. If you choose "Partial Conversion" then Column BA (AMOUNT) only will be converted based on selected currency (Column L) and Column BB (TAXES) value (INR) will be added to the converted values.
Note on K143: gepadmin: 1. If you choose "Full Conversion" then Column BA (AMOUNT) and Column BB (TAXES) BOTH values will be convert based on selected Currency in (Column L). 2. If you choose "Partial Conversion" then Column BA (AMOUNT) only will be converted based on selected currency (Column L) and Column BB (TAXES) value (INR) will be added to the converted values.
Note on K145: gepadmin: 1. If you choose "Full Conversion" then Column BA (AMOUNT) and Column BB (TAXES) BOTH values will be convert based on selected Currency in (Column L). 2. If you choose "Partial Conversion" then Column BA (AMOUNT) only will be converted based on selected currency (Column L) and Column BB (TAXES) value (INR) will be added to the converted values.
Note on K146: gepadmin: 1. If you choose "Full Conversion" then Column BA (AMOUNT) and Column BB (TAXES) BOTH values will be convert based on selected Currency in (Column L). 2. If you choose "Partial Conversion" then Column BA (AMOUNT) only will be converted based on selected currency (Column L) and Column BB (TAXES) value (INR) will be added to the converted values.
Note on K149: gepadmin: 1. If you choose "Full Conversion" then Column BA (AMOUNT) and Column BB (TAXES) BOTH values will be convert based on selected Currency in (Column L). 2. If you choose "Partial Conversion" then Column BA (AMOUNT) only will be converted based on selected currency (Column L) and Column BB (TAXES) value (INR) will be added to the converted values.
Note on K150: gepadmin: 1. If you choose "Full Conversion" then Column BA (AMOUNT) and Column BB (TAXES) BOTH values will be convert based on selected Currency in (Column L). 2. If you choose "Partial Conversion" then Column BA (AMOUNT) only will be converted based on selected currency (Column L) and Column BB (TAXES) value (INR) will be added to the converted values.
Note on K152: gepadmin: 1. If you choose "Full Conversion" then Column BA (AMOUNT) and Column BB (TAXES) BOTH values will be convert based on selected Currency in (Column L). 2. If you choose "Partial Conversion" then Column BA (AMOUNT) only will be converted based on selected currency (Column L) and Column BB (TAXES) value (INR) will be added to the converted values.
Note on K154: gepadmin: 1. If you choose "Full Conversion" then Column BA (AMOUNT) and Column BB (TAXES) BOTH values will be convert based on selected Currency in (Column L). 2. If you choose "Partial Conversion" then Column BA (AMOUNT) only will be converted based on selected currency (Column L) and Column BB (TAXES) value (INR) will be added to the converted values.
Note on K157: gepadmin: 1. If you choose "Full Conversion" then Column BA (AMOUNT) and Column BB (TAXES) BOTH values will be convert based on selected Currency in (Column L). 2. If you choose "Partial Conversion" then Column BA (AMOUNT) only will be converted based on selected currency (Column L) and Column BB (TAXES) value (INR) will be added to the converted values.
Note on K160: gepadmin: 1. If you choose "Full Conversion" then Column BA (AMOUNT) and Column BB (TAXES) BOTH values will be convert based on selected Currency in (Column L). 2. If you choose "Partial Conversion" then Column BA (AMOUNT) only will be converted based on selected currency (Column L) and Column BB (TAXES) value (INR) will be added to the converted values.
Note on K161: gepadmin: 1. If you choose "Full Conversion" then Column BA (AMOUNT) and Column BB (TAXES) BOTH values will be convert based on selected Currency in (Column L). 2. If you choose "Partial Conversion" then Column BA (AMOUNT) only will be converted based on selected currency (Column L) and Column BB (TAXES) value (INR) will be added to the converted values.
Note on K163: gepadmin: 1. If you choose "Full Conversion" then Column BA (AMOUNT) and Column BB (TAXES) BOTH values will be convert based on selected Currency in (Column L). 2. If you choose "Partial Conversion" then Column BA (AMOUNT) only will be converted based on selected currency (Column L) and Column BB (TAXES) value (INR) will be added to the converted values.
Note on K164: gepadmin: 1. If you choose "Full Conversion" then Column BA (AMOUNT) and Column BB (TAXES) BOTH values will be convert based on selected Currency in (Column L). 2. If you choose "Partial Conversion" then Column BA (AMOUNT) only will be converted based on selected currency (Column L) and Column BB (TAXES) value (INR) will be added to the converted values.
Note on K166: gepadmin: 1. If you choose "Full Conversion" then Column BA (AMOUNT) and Column BB (TAXES) BOTH values will be convert based on selected Currency in (Column L). 2. If you choose "Partial Conversion" then Column BA (AMOUNT) only will be converted based on selected currency (Column L) and Column BB (TAXES) value (INR) will be added to the converted values.
Note on K169: gepadmin: 1. If you choose "Full Conversion" then Column BA (AMOUNT) and Column BB (TAXES) BOTH values will be convert based on selected Currency in (Column L). 2. If you choose "Partial Conversion" then Column BA (AMOUNT) only will be converted based on selected currency (Column L) and Column BB (TAXES) value (INR) will be added to the converted values.
Note on K171: gepadmin: 1. If you choose "Full Conversion" then Column BA (AMOUNT) and Column BB (TAXES) BOTH values will be convert based on selected Currency in (Column L). 2. If you choose "Partial Conversion" then Column BA (AMOUNT) only will be converted based on selected currency (Column L) and Column BB (TAXES) value (INR) will be added to the converted values.
Note on K172: gepadmin: 1. If you choose "Full Conversion" then Column BA (AMOUNT) and Column BB (TAXES) BOTH values will be convert based on selected Currency in (Column L). 2. If you choose "Partial Conversion" then Column BA (AMOUNT) only will be converted based on selected currency (Column L) and Column BB (TAXES) value (INR) will be added to the converted values.
Note on K173: gepadmin: 1. If you choose "Full Conversion" then Column BA (AMOUNT) and Column BB (TAXES) BOTH values will be convert based on selected Currency in (Column L). 2. If you choose "Partial Conversion" then Column BA (AMOUNT) only will be converted based on selected currency (Column L) and Column BB (TAXES) value (INR) will be added to the converted values.
Note on K175: gepadmin: 1. If you choose "Full Conversion" then Column BA (AMOUNT) and Column BB (TAXES) BOTH values will be convert based on selected Currency in (Column L). 2. If you choose "Partial Conversion" then Column BA (AMOUNT) only will be converted based on selected currency (Column L) and Column BB (TAXES) value (INR) will be added to the converted values.
Note on K177: gepadmin: 1. If you choose "Full Conversion" then Column BA (AMOUNT) and Column BB (TAXES) BOTH values will be convert based on selected Currency in (Column L). 2. If you choose "Partial Conversion" then Column BA (AMOUNT) only will be converted based on selected currency (Column L) and Column BB (TAXES) value (INR) will be added to the converted values.
Note on K178: gepadmin: 1. If you choose "Full Conversion" then Column BA (AMOUNT) and Column BB (TAXES) BOTH values will be convert based on selected Currency in (Column L). 2. If you choose "Partial Conversion" then Column BA (AMOUNT) only will be converted based on selected currency (Column L) and Column BB (TAXES) value (INR) will be added to the converted values.

## Macros
Please Enable Macros to View BoQ information