## BoQ1 (hidden)
Percentage BoQ
BoQ_Ver3.0 | Percentage | Normal | INR Only | INR
Select, At Par, Excess (+), Less (-) |  | IOCL
Tender Inviting Authority: The Assistant Chief Engineer, WBPHIDCL
Name of Work: Renovation and up-gradation work of Home Guard office at Berhampore, Murshidabad District
Contract No: WBPHIDCL/ACE/NIT- 125(e)/2019-2020 (1st call)
Bidder Name :
PRICE SCHEDULE (This BOQ template must not be modified/replaced by the bidder and the same should be uploaded after filling the relevent columns, else the bidder is liable to be rejected for this tender. Bidders are allowed to enter the Bidder Name and Values only )
NUMBER # | TEXT # | TEXT # | NUMBER # | TEXT # | NUMBER | NUMBER | TEXT | TEXT # | NUMBER # | TEXT# | TEXT # | NUMBER # | NUMBER | NUMBER | NUMBER | NUMBER | TEXT | TEXT | NUMBER | NUMBER | NUMBER | NUMBER | TEXT | TEXT | NUMBER | NUMBER | NUMBER | NUMBER | TEXT | TEXT | NUMBER | NUMBER | NUMBER | NUMBER | TEXT | TEXT | NUMBER | NUMBER | NUMBER | NUMBER | TEXT | TEXT | NUMBER | NUMBER | NUMBER # | NUMBER # | TEXT | TEXT | NUMBER # | NUMBER # | DATE | NUMBER # | NUMBER # | TEXT #
Sl. No. | Item Description | Item Code / Make | Quantity | Units | Estimated Rate |  |  | Addition / Deduction | Addition / Deduction Values | Currency Convertion against each Item | Quoted Currency in INR / Other Currency | BASIC RATE In Figures To be entered by the Bidder Rs. P | Excise Duty | VAT | Freight Charges ( Unloading & Stacking) | Any Other Taxes/Duties/Levies |  |  | Other Taxes 2 | IIIrd Party i.e DGS&D / RITES etc Inspection Charges @0.34%+Service Tax | Less for Cenvat Credit,if any respect of Supplies Under full Excise Duty Category | [30 empty] | TOTAL AMOUNT With Taxes | TOTAL AMOUNT With Taxes | TOTAL AMOUNT In Words
1 | 2 | 3 | 4 | 5 | 6 | 7 | 8 | 9 | 10 | 11 | 12 | 13 | 14 | 15 | 16 | 17 | 18 | 19 | 20 | 21 | 22 | 23 | 24 | 25 | 26 | 27 | 28 | 29 | 30 | 31 | 32 | 33 | 34 | 35 | 36 | 37 | 38 | 39 | 40 | 41 | 42 | 43 | 44 | 45 | 46 | 47 | 48 | 49 | 50 | 51 | 52 | 53 | 54 | 55
1 | Civil works | BI01010001010000000000000515BI0100001112 | [59 empty] | 1 | Construction of chamber for 100mm sluices valve | item1 | 10 | 1 Nos
2 | Earth work in excavation of foundation trenches or drains, in all sorts of soil (including mixed soil but excluding laterite or sandstone) including removing,spreading or stacking the spoils within a lead of 75 m. as directed. The item includes necessary trimming the sides of trenches, levelling, dressing and ramming the bottom, bailing out water as required complete.(a) Depth of excavation not exceeding 1,500 mm. | BI01010001010000000000000515BI0100001113 | 26 | Cum | 134.92 |  |  | Excess(+) | 1 | Full Conversion | INR | [40 empty] | 3507.92 | 3507.92 | INR Three Thousand Five Hundred & Seven and Paise Ninety Two Only | 447 | 505.65 | 11622 |  | 119.27 | 134.9182 | 134.92 |  | 2 | Construction of chamber for 100mm sluices valve | item3 | 10 | Nos
3 | Earth work in filling in foundation trenches or plinth with good earth, in layers not exceeding 150 mm. including watering and ramming etc. layer by layer complete. (Payment to be made on the basis of measurement of finished quantity of work)(a) With earth obtained from excavation of foundation. | BI01010001010000000000000515BI0100001114 | 180 | Cum | 87.71 |  |  | Excess(+) | 1 | Full Conversion | INR | [40 empty] | 15787.8 | 15787.8 | INR Fifteen Thousand Seven Hundred & Eighty Seven and Paise Eighty Only | 939 | 1062.2 | 169020 |  | 77.54 | 87.7132 | 87.71 |  | 2 | Construction of chamber for 100mm sluices valve | item3 | 10 | Nos
4 | Post Constructional Measures :d) Anti-termite treatment to the junction of wood workand masonry walls with chemical emulsion byadmixing chloropyrofos emulsifiable concentrates (1%concentration) with water by weight including spraying at the points of contact with the adjoiningmasonry by drilling 6m. dia holes at a downward angle of about 45 degree at the junction of woodworkand masonry and squirting chemical emulsion into these holes at the rate of half litre per hole. The entirework is to be carried out as per specification of Code I.S.-6313 (Part-III)-1981. The shutters are to besprayed with emulsion. on both sides. All woodenfixtures like almirahs, racks etc. are also to be throughly sprayed with chemical emulsion.(Payment will be made on the basis of outsideeasurements of doors and windows) | BI01010001010000000000000515BI0100001115 | 115 | Sqm | 69 |  |  | Excess(+) | 1 | Full Conversion | INR | [40 empty] | 7935 | 7935 | INR Seven Thousand Nine Hundred & Thirty Five Only | 1956 | 2212.63 | 224940 |  | 61 | 69.0032 | 69 |  | 3 | Supplying, Conveying and fixing spls. Including ea | item4 | 10 | Nos
5 | Dismantling all types of masonry excepting cement concrete plain or reinforced, stacking serviceable materials at site and removing rubbish as directed within a lead of 75 m..a) In ground floor including roof. | BI01010001010000000000000515BI0100001116 | 15 | Cum | 505.65 |  |  | Excess(+) | 1 | Full Conversion | INR | [40 empty] | 7584.75 | 7584.75 | INR Seven Thousand Five Hundred & Eighty Four and Paise Seventy Five Only | 230 | 260.18 | 3450 |  | 447 | 505.6464 | 505.65 |  | 3 | Supplying, Conveying and fixing spls. Including ea | item4 | 10 | Nos
6 | Dismantling R.C. floor, roof, beams etc. including cutting rods and removing rubbish as directed within a lead of 75 m. including stacking of steel bars.(a) In ground floor including roof. | BI01010001010000000000000515BI0100001117 | 13 | cum | 2212.63 |  |  | Excess(+) | 1 | Full Conversion | INR | [40 empty] | 28764.19 | 28764.19 | INR Twenty Eight Thousand Seven Hundred & Sixty Four and Paise Nineteen Only | 50 | 56.56 | 650 |  | 1956 | 2212.6272 | 2212.63 |  | 1.01 | Supplying, Conveying and fixing spls. Including eart | item1 | 123.223 | Nos
7 | Stripping off worn out plaster and raking out joints of walls, celings etc. upto any height and in any floor including removing rubbish within a lead of 75m as directed. | BI01010001010000000000000515BI0100001118 | 1188 | sqm | 21.49 |  |  | Excess(+) | 1 | Full Conversion | INR | [40 empty] | 25530.12 | 25530.12 | INR Twenty Five Thousand Five Hundred & Thirty and Paise Twelve Only | 19 | 21.49 | 22572 |  | 19 | 21.4928 | 21.49 |  | 3 | Supplying, Conveying and fixing spls. Including ea | item4 | 10 | Nos
8 | Cutting chase upto 125 x 150 mm. and subsequent mending of damages.(a) in brick wall [Cement-3.6 Kg/Mtr] | BI01010001010000000000000515BI0100001119 | 18 | Mtr. | 100.68 |  |  | Excess(+) | 1 | Full Conversion | INR | [40 empty] | 1812.24 | 1812.24 | INR One Thousand Eight Hundred & Twelve and Paise Twenty Four Only | 89 | 100.68 | 1602 |  | 89 | 100.6768 | 100.68 |  | 1.01 | Supplying, Conveying and fixing spls. Including eart | item1 | 123.223 | Nos
9 | Cutting chase upto 125 x 150 mm. and subsequent mending of damages.(b) in concrete wall [Cement-3.6 Kg/Mtr] | BI01010001010000000000000515BI0100001120 | 13.5 | Mtr. | 122.17 |  |  | Excess(+) | 1 | Full Conversion | INR | [40 empty] | 1649.3 | 1649.3 | INR One Thousand Six Hundred & Forty Nine and Paise Thirty Only | 108 | 122.17 | 1458 |  | 108 | 122.1696 | 122.17 |  | 1.02 | Construction of chamber for 100mm sluice plates | item2 | 213 | Nos
10 | Cutting holes and subsequent mending good damages.(i) In brick work [Cement-4.0 Kg/Mtr] | BI01010001010000000000000515BI0100001121 | 18 | Mtr. | 121.04 |  |  | Excess(+) | 1 | Full Conversion | INR | [40 empty] | 2178.72 | 2178.72 | INR Two Thousand One Hundred & Seventy Eight and Paise Seventy Two Only | 107 | 121.04 | 1926 |  | 107 | 121.0384 | 121.04 |  | 2 | Construction of chamber for 100mm sluices valve | item3 | 10 | Nos
11 | Cutting holes and subsequent mending good damages.(ii) In concrete work (plain or R.C.) [Cement- 3.0 Kg/Mtr] | BI01010001010000000000000515BI0100001122 | 13.5 | Mtr. | 151.58 |  |  | Excess(+) | 1 | Full Conversion | INR | [40 empty] | 2046.33 | 2046.33 | INR Two Thousand &Forty Six and Paise Thirty Three Only | 134 | 151.58 | 1809 |  | 134 | 151.5808 | 151.58 |  | 2 | Construction of chamber for 100mm sluices valve | item3 | 10 | Nos
12 | Removal of rubbish,earth etc. from the working site and disposal of the same beyond the compound, in conformity with the Municipal / Corporation Rules for such disposal, loading into truck and cleaning the site in all respect as per direction of Engineer in charge | BI01010001010000000000000515BI0100001123 | 16 | Cu.M. | 187.78 |  |  | Excess(+) | 1 | Full Conversion | INR | [40 empty] | 3004.48 | 3004.48 | INR Three Thousand &Four and Paise Forty Eight Only | 166 | 187.78 | 2656 |  | 166 | 187.7792 | 187.78 |  | 3 | Supplying, Conveying and fixing spls. Including ea | item4 | 10 | Nos
13 | Dismantling carefully wood work in posts, postplates, rafters, partition etc., sorting and stacking serviciable materials at site and removing rubbish as directed. | BI01010001010000000000000515BI0100001124 | 13.2 | Cu.M. | 314.47 |  |  | Excess(+) | 1 | Full Conversion | INR | [40 empty] | 4151 | 4151 | INR Four Thousand One Hundred & Fifty One Only | 278 | 314.47 | 3669.6 |  | 278 | 314.4736 | 314.47 |  | 1.01 | Supplying, Conveying and fixing spls. Including eart | item1 | 123.223 | Nos
14 | Single Brick Flat Soling of picked jhama bricks including ramming and dressing bed to proper level and filling joints with local sand. | BI01010001010000000000000515BI0100001125 | 105 | Sqm | 368.77 |  |  | Excess(+) | 1 | Full Conversion | INR | [40 empty] | 38720.85 | 38720.85 | INR Thirty Eight Thousand Seven Hundred & Twenty and Paise Eighty Five Only | 324 | 366.51 | 34020 |  | 326 | 368.7712 | 368.77 |  | 1.01 | Supplying, Conveying and fixing spls. Including eart | item1 | 123.223 | Nos
15 | Brick work with 1st class bricks in cement mortar (1:4)(a) In foundation and plinth | BI01010001010000000000000515BI0100001126 | 6.25 | cum | 5878.85 |  |  | Excess(+) | 1 | Full Conversion | INR | [40 empty] | 36742.81 | 36742.81 | INR Thirty Six Thousand Seven Hundred & Forty Two and Paise Eighty One Only | 5137 | 5810.97 | 32106.25 |  | 5197 | 5878.8464 | 5878.85
16 | Brick work with 1st class bricks in cement mortar (1:4)b) In superstructure, ground floor | BI01010001010000000000000515BI0100001127 | 5 | cum | 6131.1 |  |  | Excess(+) | 1 | Full Conversion | INR | [40 empty] | 30655.5 | 30655.5 | INR Thirty Thousand Six Hundred & Fifty Five and Paise Fifty Only | 5360 | 6063.23 | 26800 |  | 5420 | 6131.104 | 6131.1
17 | 125 mm. thick brick work with 1st class bricks in cement mortar (1:4) in ground floor. | BI01010001010000000000000515BI0100001128 | 5 | sq.m | 764.69 |  |  | Excess(+) | 1 | Full Conversion | INR | [40 empty] | 3823.45 | 3823.45 | INR Three Thousand Eight Hundred & Twenty Three and Paise Forty Five Only | 670 | 757.9 | 3350 |  | 676 | 764.6912 | 764.69 |  | 1.01 | Supplying, Conveying and fixing spls. Including eart | item1 | 123.223 | Nos
18 | Making one set of scaffolding only for replacing glass panels, painting, uprooting plant and another repairing works of building and S&P works for external works only with 10 cm. dia bamboo as main posts at the rate of 1 metre centre to centre and 7.5 cm. dia bamboo ties @ 0.75 metre apart fitting and fixing with necessary coir, nails etc. as per direction of the Engineer-incharge.(This item should be executed only after prior approval of the Engineer-incharge). Firstly, one number to be paid and then labour rate for shifting up to further nineteenth (19) times @ 10% each time to be considered. If necessary further after twenty times of total use, another one number new and labour rate for shifting to be considered accordingly.a) 3.90 metre height | BI01010001010000000000000515BI0100001129 | 30 | Each | 315.6 |  |  | Excess(+) | 1 | Full Conversion | INR | [40 empty] | 9468 | 9468 | INR Nine Thousand Four Hundred & Sixty Eight Only | 279 | 315.6 | 8370 |  | 279 | 315.6048 | 315.6
19 | Making one set of scaffolding only for replacing glass panels, painting, uprooting plant and another repairing works of building and S&P works for external works only with 10 cm. dia bamboo as main posts at the rate of 1 metre centre to centre and 7.5 cm. dia bamboo ties @ 0.75 metre apart fitting and fixing with necessary coir, nails etc. as per direction of the Engineer-incharge.(This item should be executed only after prior approval of the Engineer-incharge). Firstly, one number to be paid and then labour rate for shifting up to further nineteenth (19) times @ 10% each time to be considered. If necessary further after twenty times of total use, another one number new and labour rate for shifting to be considered accordingly.b) Extra for additional 3.6 height or part thereof | BI01010001010000000000000515BI0100001130 | 21 | Each | 277.14 |  |  | Excess(+) | 1 | Full Conversion | INR | [40 empty] | 5819.94 | 5819.94 | INR Five Thousand Eight Hundred & Nineteen and Paise Ninety Four Only | 245 | 277.14 | 5145 |  | 245 | 277.144 | 277.14
20 | Controlled Cement concrete with well graded stone chips (20 mm nominal size) excluding shuttering and reinforcement with complete design of concreteas per IS : 456 and relevant special publications, submission of job mix formula after preliminary mix design after testing of concrete cubes as per direction of Engineer-in charge. Consumption of cement will not be less than300 Kg of cement with Super plasticiser per cubic meter of controlled concrete but actual consumption will be determined on the basis of preliminary test and job mix foumula. In ground floor and foundation.[using concrete mixture] M 25 Grade(i) Pakur Variety | BI01010001010000000000000515BI0100001131 | 15.5 | cum | 7278.3 |  |  | Excess(+) | 1 | Full Conversion | INR | [40 empty] | 112813.65 | 112813.65 | INR One Lakh Twelve Thousand Eight Hundred & Thirteen and Paise Sixty Five Only | 6501 | 7353.93 | 100765.5 |  | 6434.14 | 7278.2992 | 7278.3
21 | Controlled Cement concrete with well graded stone chips (20 mm nominal size) excluding shuttering and reinforcement with complete design of concreteas per IS : 456 and relevant special publications, submission of job mix formula after preliminary mix design after testing of concrete cubes as per direction of Engineer-in charge. Consumption of cement will not be less than300 Kg of cement with Super plasticiser per cubic meter of controlled concrete but actual consumption will be determined on the basis of preliminary test and job mix foumula. In ground floor and foundation.[using concrete mixture] M 25 GradeI) Cement concrete with graded stone ballast (40 mm size excluding shuttering) In ground floor (A) [Pakur Variety](a) 1:3:6 proportion | BI01010001010000000000000515BI0100001132 | 15 | cum | 5869.8 |  |  | Excess(+) | 1 | Full Conversion | INR | [40 empty] | 88047 | 88047 | INR Eighty Eight Thousand &Forty Seven Only | 5189 | 5869.8 | 77835 |  | 5189 | 5869.7968 | 5869.8
22 | Supplying fitting approved type ventilator in position after cutting holes in walls setting in cement mortar mending damages to wall and plaster and two coats of paint of approved brand of any shade. Payment of mending good damages of wall & plaster and painting to be made separately.(b) R.C.C ventilator of 20 mm. thick.i) Upto 0.10 sq.m. area | BI01010001010000000000000515BI0100001133 | 10 | Each | 122.17 |  |  | Excess(+) | 1 | Full Conversion | INR | [40 empty] | 1221.7 | 1221.7 | INR One Thousand Two Hundred & Twenty One and Paise Seventy Only | 100 | 113.12 | 1000 |  | 108 | 122.1696 | 122.17
23 | Hire and labour charges for shuttering with centering and necessary staging upto 4 m using approved stout props and thick hard wood planks of approved thickness with required bracing for concrete slabs, beams and columns, lintels curved or straight including fitting, fixing and striking out after completion of works (upto roof of ground floor)(When the height of a particular floor is more than 4 m the equivalent floor height shall be taken as 4 m and extra for works beyond the initial 4 m ht. shall be allowed under 12 (e) for every 4 m or part thereof).(c) Steel shuttering or 9 to 12 mm thick approved quality ply board shuttering in any concrete work | BI01010001010000000000000515BI0100001134 | 95 | Sqm | 412.89 |  |  | Excess(+) | 1 | Full Conversion | INR | [40 empty] | 39224.55 | 39224.55 | INR Thirty Nine Thousand Two Hundred & Twenty Four and Paise Fifty Five Only | 365 | 412.89 | 34675 |  | 365 | 412.888 | 412.89
24 | Reinforcement for reinforced concrete work in all sorts of structures including distribution bars, stirrups, binders etc initial straightening and removal of loose rust (if necessary), cutting to requisite length, hooking and bending to correct shape, placing in proper position and binding with 16 gauge black annealed wire at every intersection, complete as per drawing and direction.I. SAIL/ TATA/RINL (a) For works in foundation and upto roof of ground floor/upto 4 m. (i) Tor steel/Mild Steel | BI01010001010000000000000515BI0100001135 | 1 | M.T | 80619.49 |  |  | Excess(+) | 1 | Full Conversion | INR | [40 empty] | 80619.49 | 80619.49 | INR Eighty Thousand Six Hundred & Nineteen and Paise Forty Nine Only | 71269 | 80619.49 | 71269 |  | 71269 | 80619.4928 | 80619.49
25 | Cleaning the concrete surface by removing dirt and debris, marking defective locations and removing loose concrete by careful stripping untill hard surface is exposed, cutting the concrete to regular shape, wire brushing the exposed surface and removing debris from site complete as per direction of the Engineer - in - Charge. | BI01010001010000000000000515BI0100001136 | 205 | Sq. M | 101.81 |  |  | Excess(+) | 1 | Full Conversion | INR | [40 empty] | 20871.05 | 20871.05 | INR Twenty Thousand Eight Hundred & Seventy One and Paise Five Only | 257 | 290.72 | 52685 |  | 90 | 101.808 | 101.81
26 | Cleaning the exposed reinforcement preferably upto full diameter by wire brush, applying two coats of polymer based rust removing compound left for 24 hours, removing the coating and then applying two (2) coats of polymer modified anti corrosive protective coating formulated to inhibit the corrosion of reinforcement as per manufacturer's specification] [Mode of measurement:The affected surface area of reinforcement shall be considered for payment] | BI01010001010000000000000515BI0100001137 | 32 | Sq. M | 887.99 |  |  | Excess(+) | 1 | Full Conversion | INR | [40 empty] | 28415.68 | 28415.68 | INR Twenty Eight Thousand Four Hundred & Fifteen and Paise Sixty Eight Only | 119 | 134.61 | 3808 |  | 785 | 887.992 | 887.99
27 | Applying epoxy based reactive joining agent for joining the old concrete with fresh concrete to be applied within manufacturer's specified time as per manufacturers specification. (0.4 Kg / m² of concrete surface). Note: Applicable only when the full diameter of reinforcement steel is exposed. | BI01010001010000000000000515BI0100001138 | 160 | Sq. M | 349.54 |  |  | Excess(+) | 1 | Full Conversion | INR | [40 empty] | 55926.4 | 55926.4 | INR Fifty Five Thousand Nine Hundred & Twenty Six and Paise Forty Only | 1013 | 1145.91 | 162080 |  | 309 | 349.5408 | 349.54
28 | (a) Applying 2 coats of bonding agent with synthetic multi functional rubber emulsion having adhesive and water proofing properties by mixing with water in proportion (1 bonding agent : 4 water : 6 cement) as per Manufacturer's specification [Cement to be supplied by the Department] | BI01010001010000000000000515BI0100001139 | 216 | Sq. M | 99.55 |  |  | Excess(+) | 1 | Full Conversion | INR | [40 empty] | 21502.8 | 21502.8 | INR Twenty One Thousand Five Hundred & Two and Paise Eighty Only | 224 | 253.39 | 48384 |  | 88 | 99.5456 | 99.55
29 | (b) Applying 2 coats of Non-Toxic Acrylic Polymer modified Paint having adhesive & waterproofing properties by mixing in proportion (1 liquid: 4 cementitious material) or as per manufacturer's specification for water proofing layer in water tank etc. (No Departmental Cement is required) | BI01010001010000000000000515BI0100001140 | 216 | Sq. M | 290.72 |  |  | Excess(+) | 1 | Full Conversion | INR | [40 empty] | 62795.52 | 62795.52 | INR Sixty Two Thousand Seven Hundred & Ninety Five and Paise Fifty Two Only | 1147 | 1297.49 | 247752 |  | 257 | 290.7184 | 290.72
30 | Extra rate for using water proofing and plasticising admixture @ 0.2% by weight of cement (or at manufacturer's specified rate) for concrete of various grades. | BI01010001010000000000000515BI0100001141 | 264 | kg | 134.61 |  |  | Excess(+) | 1 | Full Conversion | INR | [40 empty] | 35537.04 | 35537.04 | INR Thirty Five Thousand Five Hundred & Thirty Seven and Paise Four Only | 742 | 839.35 | 195888 |  | 119 | 134.6128 | 134.61
31 | Removing corroded worn out portion of reinforcement (when the area of bar is damaged by more than 25%) by cutting and replacing the same by a new plain round bar of requisite diameter by binding with required lap / welding with old bar, including cost of reinforcement, complete in all respect including removing unserviceable materials from site as per direction of the Engineer - in - charge. Note : Payment on weight (Kg.) of new reinforcement. | BI01010001010000000000000515BI0100001142 | 53 | kg | 98.41 |  |  | Excess(+) | 1 | Full Conversion | INR | [40 empty] | 5215.73 | 5215.73 | INR Five Thousand Two Hundred & Fifteen and Paise Seventy Three Only | 746 | 843.88 | 39538 |  | 87 | 98.4144 | 98.41
32 | Artificial stone in floor, dado, staircase etc with cement concrete (1:2:4) with stone chips, laid in panels as directed with topping made with ordinary or white cement (as necessary) and marble dust in proportion (1:2) including smooth finishing and rounding off corners including raking out joints or roughening of concrete surface and application of cement slurry before flooring works using cement @ 1.75 kg/sq.m all complete including all materials and labour. In ground floor. 3 mm. thick topping (High polishing grinding on this item is not permitted with ordinary cement). Using grey cement(iii) 35 mm. thick | BI01010001010000000000000515BI0100001143 | 56 | Sq.m. | 364.25 |  |  | Excess(+) | 1 | Full Conversion | INR | [40 empty] | 20398 | 20398 | INR Twenty Thousand Three Hundred & Ninety Eight Only | 1685 | 1906.07 | 94360 |  | 322 | 364.2464 | 364.25
33 | Extra cost of colouring over corresponding items of artificialstone (A) For item 3 [with 3 mm thick colour topping] (ii) Colouring red | BI01010001010000000000000515BI0100001144 | 235 | Sq. M | 177.6 |  |  | Excess(+) | 1 | Full Conversion | INR | [40 empty] | 41736 | 41736 | INR Forty One Thousand Seven Hundred & Thirty Six Only | 6 | 6.79 | 1410 |  | 157 | 177.5984 | 177.6
34 | 18 mm. to 22 mm. thick, kota stone slab set in 20 mm thick(avg) cement mortar (1:4) in floor, stair & lobby including pointing in cement slurry with admixture of pigment matching the stone shade, including grinding & polishing as per direction of Engineer - in - charge to match with the existing work. [Slurry for bedding @ 4.4 kg/Sq.m and pointing @2.0 kg/Sq.m] | BI01010001010000000000000515BI0100001145 | 12 | Sq. M | 1145.91 |  |  | Excess(+) | 1 | Full Conversion | INR | [40 empty] | 13750.92 | 13750.92 | INR Thirteen Thousand Seven Hundred & Fifty and Paise Ninety Two Only | 773 | 874.42 | 9276 |  | 1013 | 1145.9056 | 1145.91
35 | Extra cost of labour for prefinished and premoulded Nosing to treads of steps, railing, window sill etc. of Kota Stone. | BI01010001010000000000000515BI0100001146 | 95 | m | 253.39 |  |  | Excess(+) | 1 | Full Conversion | INR | [40 empty] | 24072.05 | 24072.05 | INR Twenty Four Thousand &Seventy Two and Paise Five Only | 14 | 15.84 | 1330 |  | 224 | 253.3888 | 253.39
36 | Extra cost of labour for grinding Kota Stone Floor in treads and riser of Steps. | BI01010001010000000000000515BI0100001147 | 11 | Sq. M | 236.42 |  |  | Excess(+) | 1 | Full Conversion | INR | [40 empty] | 2600.62 | 2600.62 | INR Two Thousand Six Hundred and Paise Sixty Two Only | 536 | 606.32 | 5896 |  | 209 | 236.4208 | 236.42
37 | Supplying, fitting and fixing 18 mm. to 22 mm. thick kota stone slab in wall, dado in 15 mm thick [avg] cement mortar (1:3) including making suitable arrangement to hold the stone properly by brass / copper hooks including pointing in cement mortar (1:2) (1 cement : 2 marble dust) with admixture of pigments matching the stone shade, including grinding and polishing all complete as per direction of Engineer-in-charge including cost of materials, labour, scaffolding, staging, curing complete. [Using cement slurry for bedding @4.4 kg/Sq.m and for jointing @1.8 kg/Sq.m] | BI01010001010000000000000515BI0100001148 | 21 | Sq. M | 1300.88 |  |  | Excess(+) | 1 | Full Conversion | INR | [40 empty] | 27318.48 | 27318.48 | INR Twenty Seven Thousand Three Hundred & Eighteen and Paise Forty Eight Only | 19 | 21.49 | 399 |  | 1150 | 1300.88 | 1300.88
38 | Supplying, fitting & fixing 1st quality Ceramic tiles in walls and floors to match with the existing work & 4 nos. of key stones (10mm) fixed with araldite at the back of each tile & finishing the joints with white cement mixed with colouring oxide if required to match the colour of tiles including roughening of concrete surface, if necessary or by synthetic adhesive & grout materials etc.(A) Floor With Sand Cement Mortar (1:4) 20 mm thick & 2 mm thick cement slurry at back side of tiles using cement @ 2.91 Kg/Sq.m & joint filling using white cement slurry @ 0.20kg/Sq.m..(a) Area of each tile upto 0.09 Sq.m (i) Coloured decorative | BI01010001010000000000000515BI0100001149 | 97 | Sq.m | 839.35 |  |  | Excess(+) | 1 | Full Conversion | INR | [40 empty] | 81416.95 | 81416.95 | INR Eighty One Thousand Four Hundred & Sixteen and Paise Ninety Five Only | 160.15 | 181.16 | 15534.55 |  | 742 | 839.3504 | 839.35
39 | Supplying, fitting & fixing 1st quality Ceramic tiles in walls and floors to match with the existing work & 4 nos. of key stones (10mm) fixed with araldite at the back of each tile & finishing the joints with white cement mixed with colouring oxide if required to match the colour of tiles including roughening of concrete surface, if necessary or by synthetic adhesive & grout materials etc.(B) Wall With Sand Cement Mortar (1:3) 15 mm thick & 2 mm thick cement slurry at back side of tiles using cement @ 2.91 Kg/Sq.m & joint filling using white cement slurry @ 0.20kg/Sq.m. (a) Area of each tile upto 0.09 Sq.m (i) Coloured decorative | BI01010001010000000000000515BI0100001150 | 55 | Sq.m | 843.88 |  |  | Excess(+) | 1 | Full Conversion | INR | [40 empty] | 46413.4 | 46413.4 | INR Forty Six Thousand Four Hundred & Thirteen and Paise Forty Only | 72603 | 82128.51 | 3993165 |  | 746 | 843.8752 | 843.88
40 | Repairing cracks in floor with cement mortar (1:2) with necessary pigment to match with existing works, including prior cutting and cleaning the cracks as directed. | BI01010001010000000000000515BI0100001151 | 215.946 | M | 7.74 |  |  | Excess(+) | 1 | Full Conversion | INR | [40 empty] | 1671.42 | 1671.42 | INR One Thousand Six Hundred & Seventy One and Paise Forty Two Only | 73761 | 83438.44 | 15928392.91 |  | 6.84 | 7.7374 | 7.74
41 | Washing and cleaning with soap water and rubbing with oil cloth in all types of floor and dado. | BI01010001010000000000000515BI0100001152 | 600 | sqm | 6.79 |  |  | Excess(+) | 1 | Full Conversion | INR | [40 empty] | 4074 | 4074 | INR Four Thousand &Seventy Four Only | 72951 | 82522.17 | 43770600 |  | 6 | 6.7872 | 6.79
42 | Drilling holes of requisite diameter in R.S. joists channels, tees. Plates etc. (a) (I) Dia. Upto 12mm and depth upto 10 mm. | BI01010001010000000000000515BI0100001153 | 212 | Each | 11.31 |  |  | Excess(+) | 1 | Full Conversion | INR | [40 empty] | 2397.72 | 2397.72 | INR Two Thousand Three Hundred & Ninety Seven and Paise Seventy Two Only | 10 | 11.31 | 2120 |  | 10 | 11.312 | 11.31
43 | Labour for assembling, hoisting, placing, fitting & fixing tubular roof trusses.(b) Above 3 m to 6 m span | BI01010001010000000000000515BI0100001154 | 20 | Each | 814.46 |  |  | Excess(+) | 1 | Full Conversion | INR | [40 empty] | 16289.2 | 16289.2 | INR Sixteen Thousand Two Hundred & Eighty Nine and Paise Twenty Only | 720 | 814.46 | 14400 |  | 720 | 814.464 | 814.46
44 | a) M.S.or W.I. Ornamental grill of approved design joints continuously welded with M.S, W.I. Flats and bars of windows, railing etc. fitted and fixed with necessary screws and lugs in ground floor. (Add extra @ 1% for each addl. floor upto 4th floor and @ 1.25% for each addl. floor above 4th floor)(ii) Grill weighing above 16 Kg./sq.mtr and above (MODE OF MEASUREMENT):- The weight of grill per sq.m. will be determined by taking the physical weight of fabricated grill and dividing the same by covered area of the same. | BI01010001010000000000000515BI0100001155 | 5 | Qntl | 10968.12 |  |  | Excess(+) | 1 | Full Conversion | INR | [40 empty] | 54840.6 | 54840.6 | INR Fifty Four Thousand Eight Hundred & Forty and Paise Sixty Only | 9696 | 10968.12 | 48480 |  | 9696 | 10968.1152 | 10968.12
45 | Supplying, fitting and fixing windows and ventilators with or without integrated grills conforming to IS 1038-1975 and manufactured from rolled steel sections conforming to IS 7452-1974 with non-friction projecting type, box type hinges, glazing clips, lugs locking bracket, handle plate etc, including hoisting in position, straightening if required, fixing lugs in cement concrete ( 1:2:4) with stone chips 20 mm down cutting holes and mending good damages to match with existing surface complete in all respect excluding glazing.(b) Openable steel windows as per IS sizes with side hung shutters and horizotal glazing bars. [The extra rate admissible for the openable portion only] | BI01010001010000000000000515BI0100001156 | 28.8 | SQM | 2487.51 |  |  | Excess(+) | 1 | Full Conversion | INR | [40 empty] | 71640.29 | 71640.29 | INR Seventy One Thousand Six Hundred & Forty and Paise Twenty Nine Only | 9 | 10.18 | 259.2 |  | 2199 | 2487.5088 | 2487.51
46 | (viii) M.S. integrated grill as per approved design integrated with steel window or ventilator, joints continuously welded with M.S. flats and bars. | BI01010001010000000000000515BI0100001157 | 62 | KG | 89.36 |  |  | Excess(+) | 1 | Full Conversion | INR | [40 empty] | 5540.32 | 5540.32 | INR Five Thousand Five Hundred & Forty and Paise Thirty Two Only | 7 | 7.92 | 434 |  | 79 | 89.3648 | 89.36
47 | Welding in M.S. structural work with gas or electric: (a) Tack weld | BI01010001010000000000000515BI0100001158 | 500 | point | 10.18 |  |  | Excess(+) | 1 | Full Conversion | INR | [40 empty] | 5090 | 5090 | INR Five Thousand &Ninety Only | 72954 | 82525.56 | 36477000 |  | 9 | 10.1808 | 10.18
48 | Easing and oiling W.I. Gate or G.I. Gate. | BI01010001010000000000000515BI0100001159 | 100 | Sq.M. | 7.92 |  |  | Excess(+) | 1 | Full Conversion | INR | [40 empty] | 792 | 792 | INR Seven Hundred & Ninety Two Only | 4370 | 4943.34 | 437000 |  | 7 | 7.9184 | 7.92
49 | Wood work in door and window frame fitted and fixed in position complete including a protective coat of painting at the contact surface of the frame exluding cost of concrete, Iron Butt Hinges and M.S clamps. (The quantum should be correted upto three decimals).(d) Sal : Local. | BI01010001010000000000000515BI0100001160 | 2.2 | CUM | 82525.56 |  |  | Excess(+) | 1 | Full Conversion | INR | [40 empty] | 181556.23 | 181556.23 | INR One Lakh Eighty One Thousand Five Hundred & Fifty Six and Paise Twenty Three Only | 79 | 89.36 | 173.8 |  | 72954 | 82525.5648 | 82525.56
50 | A) Supplying fitting and fixing door frame with M.S. angle as per drawing & direction of required section.The holes for counter sunk machine screw & nuts will be such as to fit 8 to 10 mm Iron screw. The counter sunk nut to be welded . The nuts are to be welded after careful checking with screw.All welding spots should be properly filed or rounded smooth including cost of welding hinges for hinge cleats , lugs for hasp bolt, socket bolt etc. and necessary M.S. clamps of 25mm x 6mm flat 225mm long as per direction welded to the frame fitted and fixed in position excluding cost of concrete. | BI01010001010000000000000515BI0100001161 | 50 | KG | 89.36 |  |  | Excess(+) | 1 | Full Conversion | INR | [40 empty] | 4468 | 4468 | INR Four Thousand Four Hundred & Sixty Eight Only | 2659 | 3007.86 | 132950 |  | 79 | 89.3648 | 89.36
51 | Supplying, fitting and fixing fibre reinforced polymer (FRP) Composite door frame as per approved section with glass fibre reinforced plastic moulded skins and a special sandwich core, so as to impart monolitaheic composite structure asper approved technology of Department of Science and Technology (DST) to safisfy IS: 4020 door testing performance criteria..(i) 66mm x 90mm | BI01010001010000000000000515BI0100001162 | 68 | Mtr. | 562.21 |  |  | Excess(+) | 1 | Full Conversion | INR | [40 empty] | 38230.28 | 38230.28 | INR Thirty Eight Thousand Two Hundred & Thirty and Paise Twenty Eight Only | 2763 | 3125.51 | 187884 |  | 497 | 562.2064 | 562.21
52 | Supplying, fitting and fixing fibre reinforced polymer (FRP) Composite door frame as per approved section with glass fibre reinforced plastic moulded skins and a special sandwich core, so as to impart monolitaheic composite structure as per approved technology of Department of Science and Technology (DST) to safisfy IS: 4020 door testing performance criteria..(iii) 35mm thick shutters with 19mm thick panel of size 30 to 45 cm. (a) Ordinary Teak Wood. | BI01010001010000000000000515BI0100001163 | 10 | SQM | 4368.69 |  |  | Excess(+) | 1 | Full Conversion | INR | [40 empty] | 43686.9 | 43686.9 | INR Forty Three Thousand Six Hundred & Eighty Six and Paise Ninety Only | 29 | 32.8 | 290 |  | 3862 | 4368.6944 | 4368.69
53 | Supplying solid flush type doors of commercial quality, the timber frame consisting of top and bottom rails and side styles of well seasoned timber 65mm wide each and the entire frame fitted with 37.5mm wide battens places both ways in order to make the door of solid core and internal lipping with Garjan or similar wood veneers using phenol formaldehyde as glue etc. complete, including fitting, fixing shutters in position but excluding the cost of hinges and other fittings in ground floor.(a) 35 mm thick shutters (single leaf) | BI01010001010000000000000515BI0100001164 | 23 | SQM | 3007.86 |  |  | Excess(+) | 1 | Full Conversion | INR | [40 empty] | 69180.78 | 69180.78 | INR Sixty Nine Thousand One Hundred & Eighty and Paise Seventy Eight Only | 26 | 29.41 | 598 |  | 2659 | 3007.8608 | 3007.86
54 | Supplying, fitting & fixing fibre reinforced polymer (FRP) Composite door shutters as per approved design with glass fibre reinforced plastic moulded skins and a special sandwich core, so as to impart monolitaheic composite structure as per approved technology of Department of Science and Technology (DST) to satisfy IS:4020 door testing performance criteria. In ground floor. (i) 32 mm thick | BI01010001010000000000000515BI0100001165 | 16.5 | SQM | 3125.51 |  |  | Excess(+) | 1 | Full Conversion | INR | [40 empty] | 51570.92 | 51570.92 | INR Fifty One Thousand Five Hundred & Seventy and Paise Ninety Two Only | 134 | 151.58 | 2211 |  | 2763 | 3125.5056 | 3125.51
55 | Supplying, fitting and fixing M.S. clamps for door and window frame made of flat bent bar, end bifurcated with necessary screws etc. by cement concrete(1:2:4) as per direction. (Cost of concrete will be paid separately)(a) 40mm X 6mm, 250mm Length | BI01010001010000000000000515BI0100001166 | 46 | EACH | 32.8 |  |  | Excess(+) | 1 | Full Conversion | INR | [40 empty] | 1508.8 | 1508.8 | INR One Thousand Five Hundred & Eight and Paise Eighty Only | 28 | 31.67 | 1288 |  | 29 | 32.8048 | 32.8
56 | Iron butt hinges of approved quality fitted and fixed with steel screws, with ISI mark.(ii) 50mm. X 40mm. X 2.5mm. | BI01010001010000000000000515BI0100001167 | 58 | EACH | 29.41 |  |  | Excess(+) | 1 | Full Conversion | INR | [40 empty] | 1705.78 | 1705.78 | INR One Thousand Seven Hundred & Five and Paise Seventy Eight Only | 40 | 45.25 | 2320 |  | 26 | 29.4112 | 29.41
57 | i) Iron hasp bolt of approved quality fitted and fixed complete (oxidised) with 16mm dia rod with centre bolt and round fitting. (a) 200mm long | BI01010001010000000000000515BI0100001168 | 30 | EACH | 151.58 |  |  | Excess(+) | 1 | Full Conversion | INR | [40 empty] | 4547.4 | 4547.4 | INR Four Thousand Five Hundred & Forty Seven and Paise Forty Only | 53 | 59.95 | 1590 |  | 134 | 151.5808 | 151.58
58 | A) Iron door ring of approved quality fitted and fixed with nut and washer complete. (ii) 75mm dia. | BI01010001010000000000000515BI0100001169 | 60 | EACH | 31.67 |  |  | Excess(+) | 1 | Full Conversion | INR | [40 empty] | 1900.2 | 1900.2 | INR One Thousand Nine Hundred and Paise Twenty Only | 61 | 69 | 3660 |  | 28 | 31.6736 | 31.67
59 | (B) Split shank iron door ring fitted and fixed complete(ii) 75mm dia. | BI01010001010000000000000515BI0100001170 | 40 | EACH | 45.25 |  |  | Excess(+) | 1 | Full Conversion | INR | [40 empty] | 1810 | 1810 | INR One Thousand Eight Hundred & Ten Only | 146 | 165.16 | 5840 |  | 40 | 45.248 | 45.25
60 | Anodised aluminium barrel / tower / socket bolt (full covered) of approved manufactured from extruded section conforming to I.S. 204/74 fitted and fixed with cadmium plated screws: (iii) 100mm long x 10mm dia. bolt. | BI01010001010000000000000515BI0100001171 | 30 | EACH | 59.95 |  |  | Excess(+) | 1 | Full Conversion | INR | [40 empty] | 1798.5 | 1798.5 | INR One Thousand Seven Hundred & Ninety Eight and Paise Fifty Only | 126 | 142.53 | 3780 |  | 53 | 59.9536 | 59.95
61 | Anodised aliminium D-type handle of approved quality manufactured from extruded section conforming to I.S. specification (I.S. 230/72) fitted and fixed complete: (a) With continuous plate base (Hexagonal/ Round rod) (i) 75 mm grip x 10 mm dia rod. | BI01010001010000000000000515BI0100001172 | 30 | EACH | 69 |  |  | Excess(+) | 1 | Full Conversion | INR | [40 empty] | 2070 | 2070 | INR Two Thousand &Seventy Only | 78 | 88.23 | 2340 |  | 61 | 69.0032 | 69
62 | Taking out old brass hinges and fitting, fixing the same with new brass screws.(c) 100mm. Long butt hinge. | BI01010001010000000000000515BI0100001173 | 20 | EACH | 23.76 |  |  | Excess(+) | 1 | Full Conversion | INR | [40 empty] | 475.2 | 475.2 | INR Four Hundred & Seventy Five and Paise Twenty Only | 589 | 666.28 | 11780 |  | 21 | 23.7552 | 23.76
63 | Labour for taking out door and window frame including shutter for repair or replacement of different parts of the frame & refixing the same including mending good all damaes complete. (Concrete and brick work for mending damage will be paid separately)(b) Above area 2.5 Sq.m | BI01010001010000000000000515BI0100001174 | 63 | SQM | 165.16 |  |  | Excess(+) | 1 | Full Conversion | INR | [40 empty] | 10405.08 | 10405.08 | INR Ten Thousand Four Hundred & Five and Paise Eight Only | 1330 | 1504.5 | 83790 |  | 146 | 165.1552 | 165.16
64 | Renewing plaster and coping of compound wall (including petty repairs to brick work) with 15 mm. thick cement plaster (1:4). (Payment to be made on length of wall) :(d) 500 mm. wide coping (Cement 3.8Kg/Mtr.) | BI01010001010000000000000515BI0100001175 | 100 | Metre | 114.25 |  |  | Excess(+) | 1 | Full Conversion | INR | [40 empty] | 11425 | 11425 | INR Eleven Thousand Four Hundred & Twenty Five Only | 555 | 627.82 | 55500 |  | 101 | 114.2512 | 114.25
65 | Plaster (to wall, floor, ceiling etc.) with sand and cement mortar including rounding off or chamfering corners as directed and raking out joints including throating, nosing and drip course, scaffolding/staging where necessary (Ground floor).[Excluding cost of chipping over concrete surface](c) 10 mm thick plaster(celing plaster) (ii) With 1:4 cement mortar | BI01010001010000000000000515BI0100001176 | 72 | sqm | 143.66 |  |  | Excess(+) | 1 | Full Conversion | INR | [40 empty] | 10343.52 | 10343.52 | INR Ten Thousand Three Hundred & Forty Three and Paise Fifty Two Only | 1159 | 1311.06 | 83448 |  | 127 | 143.6624 | 143.66
66 | Plaster (to wall, floor, ceiling etc.) with sand and cement mortar including rounding off or chamfering corners as directed and raking out joints including throating, nosing and drip course, scaffolding/staging where necessary (Ground floor).[Excluding cost of chipping over concrete surface](a) 25 mm thick plaster(out side plaster) (i) With 1:6 cement mortar | BI01010001010000000000000515BI0100001177 | 89 | sqm | 216.06 |  |  | Excess(+) | 1 | Full Conversion | INR | [40 empty] | 19229.34 | 19229.34 | INR Nineteen Thousand Two Hundred & Twenty Nine and Paise Thirty Four Only | 1394 | 1576.89 | 124066 |  | 191 | 216.0592 | 216.06
67 | Plaster (to wall, floor, ceiling etc.) with sand and cement mortar including rounding off or chamfering corners as directed and raking out joints including throating, nosing and drip course, scaffolding/staging where necessary (Ground floor).[Excluding cost of chipping over concrete surface](b) 20 mm thick plaster(inside plaster). (i) With 1:6 cement mortar | BI01010001010000000000000515BI0100001178 | 52 | sqm | 184.39 |  |  | Excess(+) | 1 | Full Conversion | INR | [40 empty] | 9588.28 | 9588.28 | INR Nine Thousand Five Hundred & Eighty Eight and Paise Twenty Eight Only | 467 | 528.27 | 24284 |  | 163 | 184.3856 | 184.39
68 | Neat cement punning about 1.5mm thick in wall, dado, window sill, floor etc. NOTE:Cement 0.152 cu.m per100 sq.m. | BI01010001010000000000000515BI0100001179 | 240 | sqm | 38.46 |  |  | Excess(+) | 1 | Full Conversion | INR | [40 empty] | 9230.4 | 9230.4 | INR Nine Thousand Two Hundred & Thirty and Paise Forty Only | 388 | 438.91 | 93120 |  | 34 | 38.4608 | 38.46
69 | Labour for Chipping of concrete surface before taking up Plastering work. | BI01010001010000000000000515BI0100001180 | 153 | sqm | 23.76 |  |  | Excess(+) | 1 | Full Conversion | INR | [40 empty] | 3635.28 | 3635.28 | INR Three Thousand Six Hundred & Thirty Five and Paise Twenty Eight Only | 1971 | 2229.6 | 301563 |  | 21 | 23.7552 | 23.76
70 | Sand rubbing including preparing and smoothening surface with admixture of pigment if necessary as directed :(a) Ground floor | BI01010001010000000000000515BI0100001181 | 265 | sqm | 61.08 |  |  | Excess(+) | 1 | Full Conversion | INR | [40 empty] | 16186.2 | 16186.2 | INR Sixteen Thousand One Hundred & Eighty Six and Paise Twenty Only | 1985 | 2245.43 | 526025 |  | 54 | 61.0848 | 61.08
71 | White washing including cleaning and smoothening surface thoroughly.(b) Two coats (to be done on specific instruction). | BI01010001010000000000000515BI0100001182 | 984 | Sq.M | 20.52 |  |  | Excess(+) | 1 | Full Conversion | INR | [40 empty] | 20191.68 | 20191.68 | INR Twenty Thousand One Hundred & Ninety One and Paise Sixty Eight Only | 129 | 145.92 | 126936 |  | 18.14 | 20.52 | 20.52
72 | Applying Interior grade Acrylic Primer of approved quality and brand on plastered or cencrete surface old or new surface to receive Distemper/ Acrylic emulsion paint including scraping and preparing the surface throughly, complete as per manufacturer's specification and as per direction of the EIC. (In Ground Floor)i) Water based interior grade Acrylic Primer (b) Two Coats | BI01010001010000000000000515BI0100001183 | 986 | Sq.M | 50 |  |  | Excess(+) | 1 | Full Conversion | INR | [40 empty] | 49300 | 49300 | INR Forty Nine Thousand Three Hundred Only | 190 | 214.93 | 187340 |  | 44.2 | 49.999 | 50
73 | Applying Exterior grade Acrylic primer of approved quality and brand on plastered or cencrete surface old or new surface to receive decorative textured (matt finish) or smooth finish acrylic exterior emulsion paint including scraping and preparing the surface throughly, complete as per manufacturer's specification and as per direction of the EIC.In Ground Floor:(b) Two Coats | BI01010001010000000000000515BI0100001184 | 812 | Sq.M | 51.02 |  |  | Excess(+) | 1 | Full Conversion | INR | [40 empty] | 41428.24 | 41428.24 | INR Forty One Thousand Four Hundred & Twenty Eight and Paise Twenty Four Only | 163 | 184.39 | 132356 |  | 45.1 | 51.0171 | 51.02
74 | Acrylic Distemper to interior wall, ceiling with a coat of solvent based interior grade acrylic primer (as per manufacturer's specification) including cleaning and smoothning of surface. Two Coats | BI01010001010000000000000515BI0100001185 | 842 | sqm | 79.18 |  |  | Excess(+) | 1 | Full Conversion | INR | [40 empty] | 66669.56 | 66669.56 | INR Sixty Six Thousand Six Hundred & Sixty Nine and Paise Fifty Six Only | 34 | 38.46 | 28628 |  | 70 | 79.184 | 79.18
75 | Protective and Decorative Acrylic exterior emulsion paint of approved quality, as per manufacturer's specification and as per direction of Engineer-in-Charge to be applied over acrylic primer as required. The rate includes cost of material, labour, scaffolding and all incidental charges but excluding the cost of primer.In Ground floor (Two Coat) b) Premium 100% Acrylic Emulsion | BI01010001010000000000000515BI0100001186 | 856 | Sq.M | 95.02 |  |  | Excess(+) | 1 | Full Conversion | INR | [40 empty] | 81337.12 | 81337.12 | INR Eighty One Thousand Three Hundred & Thirty Seven and Paise Twelve Only | 21 | 23.76 | 17976 |  | 84 | 95.0208 | 95.02
76 | Scraping of moss, blisters etc.thoroughly from exterior surface of walls necessitating the use of scraper, wire brush etc.(Payment against this item will be made only when this has been done on the specific direction of the Engineer-in-charge) | BI01010001010000000000000515BI0100001187 | 756 | Sq.M | 7.92 |  |  | Excess(+) | 1 | Full Conversion | INR | [40 empty] | 5987.52 | 5987.52 | INR Five Thousand Nine Hundred & Eighty Seven and Paise Fifty Two Only | 54 | 61.08 | 40824 |  | 7 | 7.9184 | 7.92
77 | Scraping and removing greasy soot from walls or ceiling of kitchen or similar smoke affected rooms and preparing the surface. | BI01010001010000000000000515BI0100001188 | 700 | Sq.M | 12.44 |  |  | Excess(+) | 1 | Full Conversion | INR | [40 empty] | 8708 | 8708 | INR Eight Thousand Seven Hundred & Eight Only | 58 | 65.61 | 40600 |  | 11 | 12.4432 | 12.44
78 | Rounding corners with cement mortar (1:3) for crack repairs. | BI01010001010000000000000515BI0100001189 | 215 | Metre | 14.71 |  |  | Excess(+) | 1 | Full Conversion | INR | [40 empty] | 3162.65 | 3162.65 | INR Three Thousand One Hundred & Sixty Two and Paise Sixty Five Only | 18.14 | 20.52 | 3900.1 |  | 13 | 14.7056 | 14.71
79 | Removing old scales, blisters etc. of interior surface of walls,ceiling by scraping etc. and preparing smooth and even surface with rendering or cement mortar (1:2) (as necessary), to make the surface suitable for receiving distemper. (Payment against this item will be made only when this has been done on the specific direction of the Engineer-in-charge). | BI01010001010000000000000515BI0100001190 | 650 | Sq.M | 11.46 |  |  | Excess(+) | 1 | Full Conversion | INR | [40 empty] | 7449 | 7449 | INR Seven Thousand Four Hundred & Forty Nine Only | 44.2 | 50 | 28730 |  | 10.13 | 11.4591 | 11.46
80 | Rendering the Surface of walls and ceiling with White Cement base WATER PROOF wall putty of approved make & brand.(1.5 mm thick) | BI01010001010000000000000515BI0100001191 | 289 | sqm | 138.01 |  |  | Excess(+) | 1 | Full Conversion | INR | [40 empty] | 39884.89 | 39884.89 | INR Thirty Nine Thousand Eight Hundred & Eighty Four and Paise Eighty Nine Only | 45.1 | 51.02 | 13033.9 |  | 122 | 138.0064 | 138.01
81 | (b) Priming one coat on timber or plastered surface with synthetic oil bound primer of approved quality including smoothening surfaces by sand papering etc. | BI01010001010000000000000515BI0100001192 | 66 | sqm | 42.99 |  |  | Excess(+) | 1 | Full Conversion | INR | [40 empty] | 2837.34 | 2837.34 | INR Two Thousand Eight Hundred & Thirty Seven and Paise Thirty Four Only | 70 | 79.18 | 4620 |  | 38 | 42.9856 | 42.99
82 | A) Painting with best quality synthetic enamel paint of approved make and brand including smoothening surface by sand papering etc. including using of approved putty etc. on the surface, if necessary :(a) On timber or plastered surface With super gloss (hi-gloss) .(iv) Two coats (with any shade except white) | BI01010001010000000000000515BI0100001193 | 132 | sqm | 91.63 |  |  | Excess(+) | 1 | Full Conversion | INR | [40 empty] | 12095.16 | 12095.16 | INR Twelve Thousand &Ninety Five and Paise Sixteen Only | 84 | 95.02 | 11088 |  | 81 | 91.6272 | 91.63
83 | A) Painting with best quality synthetic enamel paint of approved make and brand including smoothening surface by sand papering etc. including using of approved putty etc. on the surface, if necessary (b) On steel or other metal surface :With super gloss (hi-gloss) - | BI01010001010000000000000515BI0100001194 | 132 | sqm | 89.36 |  |  | Excess(+) | 1 | Full Conversion | INR | [40 empty] | 11795.52 | 11795.52 | INR Eleven Thousand Seven Hundred & Ninety Five and Paise Fifty Two Only | 7 | 7.92 | 924 |  | 79 | 89.3648 | 89.36
84 | Applying Acrylic Emulsion Paint of approved make and brand on walls and ceiling including sand papering in intermediate coats including putty (to be done under specific instruction of Superintending Engineer) : (Two coats)i) Standard Quality | BI01010001010000000000000515BI0100001195 | 650 | sqm | 70.13 |  |  | Excess(+) | 1 | Full Conversion | INR | [40 empty] | 45584.5 | 45584.5 | INR Thirty Six Thousand Six Hundred & Twenty Six and Paise Forty Only | 13 | 14.71 | 8450 |  | 62 | 70.1344 | 70.13
85 | Painting with ready mixed Black Japan of approved make and brand including smoothening surface(b) Two coats | BI01010001010000000000000515BI0100001196 | 165 | sqm | 63.35 |  |  | Excess(+) | 1 | Full Conversion | INR | [40 empty] | 10452.75 | 10452.75 | INR Ten Thousand Four Hundred & Fifty Two and Paise Seventy Five Only | 10.13 | 11.46 | 1671.45 |  | 56 | 63.3472 | 63.35
86 | Removing loose scales, blisters etc. from old painted surface and thoroughly smoothening the surface to make the same suitable for receiving fresh coat of paint. | BI01010001010000000000000515BI0100001197 | 260 | sqm | 23.76 |  |  | Excess(+) | 1 | Full Conversion | INR | [40 empty] | 6177.6 | 6177.6 | INR Six Thousand One Hundred & Seventy Seven and Paise Sixty Only | 122 | 138.01 | 31720 |  | 21 | 23.7552 | 23.76
87 | (b) Rendering the surface of walls and ceiling with white cement based wall putty of approved make and brand(1.5mm thick) | BI01010001010000000000000515BI0100001198 | 110 | sqm | 124.43 |  |  | Excess(+) | 1 | Full Conversion | INR | [40 empty] | 13687.3 | 13687.3 | INR Thirteen Thousand Six Hundred & Eighty Seven and Paise Thirty Only | 194 | 219.45 | 21340 |  | 110 | 124.432 | 124.43
88 | a)Cleaning the walls and ceiling by scraping, sand papering and smoothening down the surface including putting. | BI01010001010000000000000515BI0100001199 | 612 | sqm | 19.23 |  |  | Excess(+) | 1 | Full Conversion | INR | [40 empty] | 11768.76 | 11768.76 | INR Eleven Thousand Seven Hundred & Sixty Eight and Paise Seventy Six Only | 29 | 32.8 | 17748 |  | 17 | 19.2304 | 19.23
89 | (b) Washing & cleaning the wall surface & ceiling by soft detergent powder & soft water & render the surface free of dust, stain etc. | BI01010001010000000000000515BI0100001200 | 126 | sqm | 9.05 |  |  | Excess(+) | 1 | Full Conversion | INR | [40 empty] | 1140.3 | 1140.3 | INR One Thousand One Hundred & Forty and Paise Thirty Only | 38 | 42.99 | 4788 |  | 8 | 9.0496 | 9.05
90 | Painting black board with approved paint after scraping and polishing surface etc. | BI01010001010000000000000515BI0100001201 | 600 | sqm | 88.23 |  |  | Excess(+) | 1 | Full Conversion | INR | [40 empty] | 52938 | 52938 | INR Thirty Six Thousand Six Hundred & Twenty Six and Paise Forty Only | 81 | 91.63 | 48600 |  | 78 | 88.2336 | 88.23
91 | Supplying best Indian sheet glass panes set in putty and fitted and fixed with nails and putty complete. (In all floors for internal wall & upto 6 m height for external wall) (ii) 4 mm thick | BI01010001010000000000000515BI0100001202 | 27 | sqm | 606.32 |  |  | Excess(+) | 1 | Full Conversion | INR | [40 empty] | 16370.64 | 16370.64 | INR Twenty One Thousand &Twenty Seven Only | 79 | 89.36 | 2133 |  | 536 | 606.3232 | 606.32
92 | Cleaning and removing paint mark from glass pane with spirit and removing strains etc. | BI01010001010000000000000515BI0100001203 | 26 | sqm | 19.23 |  |  | Excess(+) | 1 | Full Conversion | INR | [40 empty] | 499.98 | 499.98 | INR Four Hundred & Ninety Nine and Paise Ninety Eight Only | 62 | 70.13 | 1612 |  | 17 | 19.2304 | 19.23
93 | Supplying bubble free float glass of approved make and brand conforming to IS: 2835-1987..ii) 4mm thick coloured / tinted / smoke glass. | BI01010001010000000000000515BI0100001204 | 29 | Sq.M | 529.4 |  |  | Excess(+) | 1 | Full Conversion | INR | [40 empty] | 15352.6 | 15352.6 | INR Fifteen Thousand Three Hundred & Fifty Two and Paise Sixty Only | 110 | 124.43 | 3190 |  | 468 | 529.4016 | 529.4
94 | Supplying stainless steel functional hinge for casement window as per approved brand as directed by Engineer- in -charge. (Natural White)(a) 250 mm long | BI01010001010000000000000515BI0100001205 | 20 | each | 341.62 |  |  | Excess(+) | 1 | Full Conversion | INR | [40 empty] | 6832.4 | 6832.4 | INR Six Thousand Eight Hundred & Thirty Two and Paise Forty Only | 17 | 19.23 | 340 |  | 302 | 341.6224 | 341.62
95 | Clearing compound premises of shurbs, plants, jungles etc. by cutting and removing as directed (Specific permission of Engineer-in-Charge prior to execution will be necessary). (Payment to be made on area cleared) | BI01010001010000000000000515BI0100001206 | 250 | Sq.m. | 12.44 |  |  | Excess(+) | 1 | Full Conversion | INR | [40 empty] | 3110 | 3110 | INR Three Thousand One Hundred & Ten Only | 8 | 9.05 | 2000 |  | 11 | 12.4432 | 12.44
96 | Repairing crack in wall by cement grouting (1 : 2) including widening the crack on the surface (into V section) cleaning and packing the same with cement mortar (1 : 2) and finishing off to match with adjacent surface. (Cement-69 Kg/100 m) | BI01010001010000000000000515BI0100001207 | 56 | Mtr. | 15.21 |  |  | Excess(+) | 1 | Full Conversion | INR | [40 empty] | 851.76 | 851.76 | INR Eight Hundred & Fifty One and Paise Seventy Six Only | 536 | 606.32 | 30016 |  | 13.45 | 15.2146 | 15.21
97 | Uprooting and removing plants from the surface of walls parapet etc and making good damages. (Repairing of damages to be paid separately).(b) Medium size plant of girth of exposed stem above 75 mm. but not exceeding 150 mm. lift upto 6 mtr. Note : For lift beyond initial 6 mtr. the rate will be increased @ 20% for each additional lift if 6 mtr. or part thereof | BI01010001010000000000000515BI0100001208 | 20 | each | 67.87 |  |  | Excess(+) | 1 | Full Conversion | INR | [40 empty] | 1357.4 | 1357.4 | INR One Thousand Three Hundred & Fifty Seven and Paise Forty Only | 17 | 19.23 | 340 |  | 60 | 67.872 | 67.87
98 | Providing waterproofing treatment over concrete roof surface (old or new) by the application of two coats of slurry prepared with latex of approved brand, water and cement in the proportion of (LP.W. Cement - 1:4:6) by volume, with brush in a time gap of minimum 4(four) hours to 14(fourteen) hours between the two layers, laying 20mm thick and sand and cement consolidated plaster (1:4) admixed with Plastocrete Super of approved brand 0.2% by weight of cement, laying flat 1st class Brick Bats / Bricks over the mortar keeping a gap of 10-20 mm between two bats, filling the vertical joints with the aforesaid mortar, providing a second layer of 20 mm thick sand and cement plaster (1:4) admixed with Plastocrete Super as above over the brick layer, the top surface of the treatment should be chequered to provide the antistrip property.(Note - the applicator is to be specialised in such type of work as per specification and maintain the I.S.I. Marked of the ingredients of the application. The skilled worker such as Head Mason, Mason, Bhistri, Majdoor should be trained from expert and recognised technical Personal/Institution having affiliated ISO-9001) (a) By Bricks (cement 25.66 kg/ Sq.m) | BI01010001010000000000000515BI0100001209 | 52 | sqm | 874.42 |  |  | Excess(+) | 1 | Full Conversion | INR | [40 empty] | 45469.84 | 45469.84 | INR Forty Five Thousand Four Hundred & Sixty Nine and Paise Eighty Four Only | 468 | 529.4 | 24336 |  | 773 | 874.4176 | 874.42
99 | Supplying, fitting and fixing PVC pipes of approved makeof (medium duty) conforming to ASTMD - 1785 and threaded to match with GI Pipes as per IS : 1239 (Part - I). with all necessary accessories, specials viz. socket, bend, tee, union, cross, elbo, nipple, longscrew, reducing socket, reducing tee, short piece etc. fitted with holder bats clamps, including cutting pipes, making threads,fitting, fixing etc. complete in all respect including cost of all necessary fittings as required,jointing materials and two coats of painting with approved paint in any position above ground. (Payment will be made on the centre line measurements of total pipe line including all specials. No separate payment will be made for accesories, specials. Payment for painting will be made seperately) Supreem made.(a) For Exposed Work -- PVC Pipes (Dia) 40 mm(Main Riser) | BI01010001010000000000000515BI0100001210 | 25 | metre | 330.31 |  |  | Excess(+) | 1 | Full Conversion | INR | [40 empty] | 8257.75 | 8257.75 | INR Eight Thousand Two Hundred & Fifty Seven and Paise Seventy Five Only | 2878 | 3255.59 | 71950 |  | 292 | 330.3104 | 330.31
100 | Supplying, fitting and fixing PVC pipes of approved makeof (medium duty) conforming to ASTMD - 1785 and threaded to match with GI Pipes as per IS : 1239 (Part - I). with all necessary accessories, specials viz. socket, bend, tee, union, cross, elbo, nipple, longscrew, reducing socket, reducing tee, short piece etc. fitted with holder bats clamps, including cutting pipes, making threads,fitting, fixing etc. complete in all respect including cost of all necessary fittings as required,jointing materials and two coats of painting with approved paint in any position above ground. (Payment will be made on the centre line measurements of total pipe line including all specials. No separate payment will be made for accesories, specials. Payment for painting will be made seperately) Supreem made.(a) For Exposed Work -- PVC Pipes (Dia)32mm(Roof ring) | BI01010001010000000000000515BI0100001211 | 25 | metre | 266.96 |  |  | Excess(+) | 1 | Full Conversion | INR | [40 empty] | 6674 | 6674 | INR Twenty One Thousand Three Hundred & Sixty Four Only | 13.28 | 15.02 | 332 |  | 236 | 266.9632 | 266.96
101 | Supplying, fitting and fixing PVC pipes of approved makeof (medium duty) conforming to ASTMD - 1785 and threaded to match with GI Pipes as per IS : 1239 (Part - I). with all necessary accessories, specials viz. socket, bend, tee, union, cross, elbo, nipple, longscrew, reducing socket, reducing tee, short piece etc. fitted with holder bats clamps, including cutting pipes, making threads,fitting, fixing etc. complete in all respect including cost of all necessary fittings as required,jointing materials and two coats of painting with approved paint in any position above ground. (Payment will be made on the centre line measurements of total pipe line including all specials. No separate payment will be made for accesories, specials. Payment for painting will be made seperately) Supreem made.(a) For Exposed Work -- PVC Pipes (Dia) 20 mm(Internal) | BI01010001010000000000000515BI0100001212 | 25 | metre | 145.92 |  |  | Excess(+) | 1 | Full Conversion | INR | [40 empty] | 3648 | 3648 | INR Five Hundred & Six Only | 309 | 349.54 | 7725 |  | 129 | 145.9248 | 145.92
102 | Supplying, fitting and fixing PVC pipes of approved makeof (medium duty) conforming to ASTMD - 1785 and threaded to match with GI Pipes as per IS : 1239 (Part - I). with all necessary accessories, specials viz. socket, bend, tee, union, cross, elbo, nipple, longscrew, reducing socket, reducing tee, short piece etc. fitted with holder bats clamps, including cutting pipes, making threads,fitting, fixing etc. complete in all respect including cost of all necessary fittings as required,jointing materials and two coats of painting with approved paint in any position above ground. (Payment will be made on the centre line measurements of total pipe line including all specials. No separate payment will be made for accesories, specials. Payment for painting will be made seperately) Supreem made.(a) For Exposed Work -- PVC Pipes (Dia)25 mm(Vertical) | BI01010001010000000000000515BI0100001213 | 25 | metre | 200.22 |  |  | Excess(+) | 1 | Full Conversion | INR | [40 empty] | 5005.5 | 5005.5 | INR Five Hundred & Six Only | 88 | 99.55 | 2200 |  | 177 | 200.2224 | 200.22
103 | Supplying, fitting and fixing PVC pipes of approved makeof (medium duty) conforming to ASTMD - 1785 and threaded to match with GI Pipes as per IS : 1239 (Part - I). with all necessary accessories, specials viz. socket, bend, tee, union, cross, elbo, nipple, longscrew, reducing socket, reducing tee, short piece etc. fitted with holder bats clamps, including cutting pipes, making threads,fitting, fixing etc. complete in all respect including cost of all necessary fittings as required,jointing materials and two coats of painting with approved paint in any position above ground. (Payment will be made on the centre line measurements of total pipe line including all specials. No separate payment will be made for accesories, specials. Payment for painting will be made seperately) Supreem made.(a) For Concealed work (Dia)15 mm | BI01010001010000000000000515BI0100001214 | 25 | metre | 154.97 |  |  | Excess(+) | 1 | Full Conversion | INR | [40 empty] | 3874.25 | 3874.25 | INR Two Hundred & Twenty Five Only | 292 | 330.31 | 7300 |  | 137 | 154.9744 | 154.97
104 | Supplying, fitting and fixing Peet's valve fullway gunmetal standard pattern best quality of approved brand bearing I.S.I. marking with fittings (tested to 21 kg per sq. cm.). 40mm | BI01010001010000000000000515BI0100001215 | 25 | each | 1861.96 |  |  | Excess(+) | 1 | Full Conversion | INR | [40 empty] | 46549 | 46549 | INR Two Hundred & Twenty Five Only | 236 | 266.96 | 5900 |  | 1646 | 1861.9552 | 1861.96
105 | Supplying, fitting and fixing Peet's valve fullway gunmetal standard pattern best quality of approved brand bearing I.S.I. marking with fittings (tested to 21 kg per sq. cm.). 32 mm | BI01010001010000000000000515BI0100001216 | 25 | each | 1423.05 |  |  | Excess(+) | 1 | Full Conversion | INR | [40 empty] | 35576.25 | 35576.25 | INR Thirty Five Thousand Five Hundred & Seventy Six and Paise Twenty Five Only | 177 | 200.22 | 4425 |  | 1258 | 1423.0496 | 1423.05
106 | Supplying, fitting and fixing Peet's valve fullway gunmetal standard pattern best quality of approved brand bearing I.S.I. marking with fittings (tested to 21 kg per sq. cm.). 25 mm | BI01010001010000000000000515BI0100001217 | 25 | each | 1031.65 |  |  | Excess(+) | 1 | Full Conversion | INR | [40 empty] | 25791.25 | 25791.25 | INR Twenty Five Thousand Seven Hundred & Ninety One and Paise Twenty Five Only | 129 | 145.92 | 3225 |  | 912 | 1031.6544 | 1031.65
107 | Supplying, fitting and fixing Anglo-Indian W.C. in white glazed vitreous china ware of approved make complete in position with necessary bolts, nuts etc. Hindware/Parryware/Cera, made (a) With 'P' trap | BI01010001010000000000000515BI0100001218 | 3 | each | 1607.44 |  |  | Excess(+) | 1 | Full Conversion | INR | [40 empty] | 4822.32 | 4822.32 | INR Four Thousand Eight Hundred & Twenty Two and Paise Thirty Two Only | 137 | 154.97 | 411 |  | 1421 | 1607.4352 | 1607.44
108 | Supplying, fitting and fixing Closet seat of approved make with lid and C.P.hinges, rubber buffer and brass screws complete.(b) Anglo Indian (ii) Plastic (hallow type) white | BI01010001010000000000000515BI0100001219 | 3 | each | 548.63 |  |  | Excess(+) | 1 | Full Conversion | INR | [40 empty] | 1645.89 | 1645.89 | INR One Thousand Six Hundred & Forty Five and Paise Eighty Nine Only | 1646 | 1861.96 | 4938 |  | 485 | 548.632 | 548.63
109 | Supplying, fitting and fixing 10 litre P.V.C. low-down cistern conforming to I.S. specification with P.V.C. fittings complete,C.I. brackets including two coats of painting to bracket etc.White | BI01010001010000000000000515BI0100001220 | 3 | each | 1148.17 |  |  | Excess(+) | 1 | Full Conversion | INR | [40 empty] | 3444.51 | 3444.51 | INR Three Thousand Four Hundred & Forty Four and Paise Fifty One Only | 1258 | 1423.05 | 3774 |  | 1015 | 1148.168 | 1148.17
110 | Supplying, fitting and fixing approved brand 32 mm dia. P.V.C. waste pipe, with coupling at one end fitted with necessary clamps. 1050 mm long | BI01010001010000000000000515BI0100001221 | 3 | each | 102.94 |  |  | Excess(+) | 1 | Full Conversion | INR | [40 empty] | 308.82 | 308.82 | INR Three Hundred & Eight and Paise Eighty Two Only | 912 | 1031.65 | 2736 |  | 91 | 102.9392 | 102.94
111 | Supplying, fitting and fixing vitreous china best quality approved make wash basin with C.I. brackets on 75 mm X 75 mm wooden blocks, C.P. waste fittings of 32 mm dia., one approved quality brass C.P. pillar cock of 15 mm dia., C.P. chain with rubber plug of 32 mm dia., approved quality P.V.C. waste pipe with C.P. nut 32 mm dia., 900 mm long approved quality P.V.C. connection pipe with heavy brass C.P. nut including mending good all damages and painting the brackets with two coats of approved paint.(ii) 550 mm X 400 mm size | BI01010001010000000000000515BI0100001222 | 3 | each | 2497.69 |  |  | Excess(+) | 1 | Full Conversion | INR | [40 empty] | 7493.07 | 7493.07 | INR Seven Thousand Four Hundred & Ninety Three and Paise Seven Only | 1421 | 1607.44 | 4263 |  | 2208 | 2497.6896 | 2497.69
112 | Supplying, fitting and fixing pedestal of approved make for wash basin (white) | BI01010001010000000000000515BI0100001223 | 3 | each | 1693.41 |  |  | Excess(+) | 1 | Full Conversion | INR | [40 empty] | 5080.23 | 5080.23 | INR Five Thousand &Eighty and Paise Twenty Three Only | 485 | 548.63 | 1455 |  | 1497 | 1693.4064 | 1693.41
113 | Supplying, fitting and fixing towel rail with two brackets. (a) C.P. over brass 25 mm dia. and 600 mm long | BI01010001010000000000000515BI0100001224 | 3 | each | 486.42 |  |  | Excess(+) | 1 | Full Conversion | INR | [40 empty] | 1459.26 | 1459.26 | INR One Thousand Four Hundred & Fifty Nine and Paise Twenty Six Only | 1015 | 1148.17 | 3045 |  | 430 | 486.416 | 486.42
114 | Supplying, fitting and fixing best quality Indian make mirror 5.5 mm thick with silvering as per I.S.I. specifications supported on fibre glass frame of any colour, frame size 550 mm X 400 mm | BI01010001010000000000000515BI0100001225 | 3 | each | 693.43 |  |  | Excess(+) | 1 | Full Conversion | INR | [40 empty] | 2080.29 | 2080.29 | INR Two Thousand &Eighty and Paise Twenty Nine Only | 91 | 102.94 | 273 |  | 613 | 693.4256 | 693.43
115 | Supplying, fitting and fixing bib cock or stop cock. (e) PTMT (Polytetra methylene terephthalate)StopCock (Prayag or Equivalent) 15 mm | BI01010001010000000000000515BI0100001226 | 3 | each | 174.2 |  |  | Excess(+) | 1 | Full Conversion | INR | [40 empty] | 522.6 | 522.6 | INR Five Hundred & Twenty Two and Paise Sixty Only | 2208 | 2497.69 | 6624 |  | 154 | 174.2048 | 174.2
116 | Chromium plated Concealed stop cock (Equivalent to code no. 514(A) & model - tropical /sumthing special of ESSCO or similar brand | BI01010001010000000000000515BI0100001227 | 3 | each | 762.43 |  |  | Excess(+) | 1 | Full Conversion | INR | [40 empty] | 2287.29 | 2287.29 | INR Two Thousand Two Hundred & Eighty Seven and Paise Twenty Nine Only | 1497 | 1693.41 | 4491 |  | 674 | 762.4288 | 762.43
117 | Chromium plated Bib cock with wall flange (Equivalent to code no. 5047 & model - Florentine of Jaquar or similar brand | BI01010001010000000000000515BI0100001228 | 3 | each | 973.96 |  |  | Excess(+) | 1 | Full Conversion | INR | [40 empty] | 2921.88 | 2921.88 | INR Two Thousand Nine Hundred & Twenty One and Paise Eighty Eight Only | 430 | 486.42 | 1290 |  | 861 | 973.9632 | 973.96
118 | Chromium plated angular stop cock with wall flange (Equivalent to code no. 5083 & model - Florentine of Jaquar or similar brand | BI01010001010000000000000515BI0100001229 | 3 | each | 921.93 |  |  | Excess(+) | 1 | Full Conversion | INR | [40 empty] | 2765.79 | 2765.79 | INR Two Thousand Seven Hundred & Sixty Five and Paise Seventy Nine Only | 613 | 693.43 | 1839 |  | 815 | 921.928 | 921.93
119 | Supplying , Fitting & Fixing pillar cock of approved make (a) CP Pillar cock -15 mm (code no. 5011 & model FLORENTINE of JAQUAR or equivalent | BI01010001010000000000000515BI0100001230 | 3 | each | 969.44 |  |  | Excess(+) | 1 | Full Conversion | INR | [40 empty] | 2908.32 | 2908.32 | INR Two Thousand Nine Hundred & Eight and Paise Thirty Two Only | 154 | 174.2 | 462 |  | 857 | 969.4384 | 969.44
120 | Supplying, Fitting , Fixing approved brand P.V.C Connector white flexible , with both ends coupling with heavy brass C.P. Nut , 15 mm Dia 900 mm Long | BI01010001010000000000000515BI0100001231 | 3 | each | 166.29 |  |  | Excess(+) | 1 | Full Conversion | INR | [40 empty] | 498.87 | 498.87 | INR Four Hundred & Ninety Eight and Paise Eighty Seven Only | 674 | 762.43 | 2022 |  | 147 | 166.2864 | 166.29
121 | Supplying, fitting and fixing shower of approved brand and make. (I) Chromium plated round showr with revolving joint 100 mm dia with rubid cleaning system (equivalent to code no. 542(N) & model - tropical / sumthing special of ESSCO or similar brand | BI01010001010000000000000515BI0100001232 | 1 | each | 511.3 |  |  | Excess(+) | 1 | Full Conversion | INR | [40 empty] | 511.3 | 511.3 | INR Five Hundred & Eleven and Paise Thirty Only | 861 | 973.96 | 861 |  | 452 | 511.3024 | 511.3
122 | Supply of UPVC pipes (B Type) and fittings conforming to IS-13592-1992.(A) (i) Single Socketed 3 Mtr. Length c) 110 mm | BI01010001010000000000000515BI0100001233 | 30 | metre | 330.31 |  |  | Excess(+) | 1 | Full Conversion | INR | [40 empty] | 9909.3 | 9909.3 | INR Nine Thousand Nine Hundred & Nine and Paise Thirty Only | 815 | 921.93 | 24450 |  | 292 | 330.3104 | 330.31
123 | Supply of UPVC pipes (B Type) and fittings conforming to IS-13592-1992.(B) Fittings (i) Door Tee (110 mm) | BI01010001010000000000000515BI0100001234 | 10 | each | 220.58 |  |  | Excess(+) | 1 | Full Conversion | INR | [40 empty] | 2205.8 | 2205.8 | INR Two Thousand Two Hundred & Five and Paise Eighty Only | 857 | 969.44 | 8570 |  | 195 | 220.584 | 220.58
124 | Supply of UPVC pipes (B Type) and fittings conforming to IS-13592-1992.(B) Fittings(ii)Bend 87.5 dig.(110 MM) | BI01010001010000000000000515BI0100001235 | 10 | each | 135.74 |  |  | Excess(+) | 1 | Full Conversion | INR | [40 empty] | 1357.4 | 1357.4 | INR One Thousand Three Hundred & Fifty Seven and Paise Forty Only | 147 | 166.29 | 1470 |  | 120 | 135.744 | 135.74
125 | Supply of UPVC pipes (B Type) and fittings conforming to IS-13592-1992.(B) Fittings(iii) Door Bend 110 mm | BI01010001010000000000000515BI0100001236 | 10 | each | 166.29 |  |  | Excess(+) | 1 | Full Conversion | INR | [40 empty] | 1662.9 | 1662.9 | INR One Thousand Six Hundred & Sixty Two and Paise Ninety Only | 452 | 511.3 | 4520 |  | 147 | 166.2864 | 166.29
126 | Supply of UPVC pipes (B Type) and fittings conforming to IS-13592-1992.(B) Fittings(iv) Vent Cowl 110 mm | BI01010001010000000000000515BI0100001237 | 5 | each | 37.33 |  |  | Excess(+) | 1 | Full Conversion | INR | [40 empty] | 186.65 | 186.65 | INR One Hundred & Eighty Six and Paise Sixty Five Only | 292 | 330.31 | 1460 |  | 33 | 37.3296 | 37.33
127 | Supply of UPVC pipes (B Type) and fittings conforming to IS-13592-1992.(B) FittingsPipe Clip 110 mm | BI01010001010000000000000515BI0100001238 | 20 | each | 23.76 |  |  | Excess(+) | 1 | Full Conversion | INR | [40 empty] | 475.2 | 475.2 | INR Four Hundred & Seventy Five and Paise Twenty Only | 195 | 220.58 | 3900 |  | 21 | 23.7552 | 23.76
128 | Labour for fitting and fixing U.P.V.C. pipes for above ground work including cost of jointing materials etc. fitting and fixing all necessary specials, cutting pipes, cutting holes in walls or R.C. floor where necessary and mending good all damages excluding the cost of masonry or concrete work, if necessary, but including the cost and fitting and fixing holder bat clamps (any floor) or for underground work including cutting trenches upto 1.5 metre and refilling the same complete as per direction of the Engineerin- charge. (Payment will be made on centre line measurement of the total pipeline including specials.(A) Above ground (i) 110 mm | BI01010001010000000000000515BI0100001239 | 50 | metre | 64.48 |  |  | Excess(+) | 1 | Full Conversion | INR | [40 empty] | 3224 | 3224 | INR Three Thousand Two Hundred & Twenty Four Only | 120 | 135.74 | 6000 |  | 57 | 64.4784 | 64.48
129 | Labour for fitting and fixing U.P.V.C. pipes for above ground work including cost of jointing materials etc. fitting and fixing all necessary specials, cutting pipes, cutting holes in walls or R.C. floor where necessary and mending good all damages excluding the cost of masonry or concrete work, if necessary, but including the cost and fitting and fixing holder bat clamps (any floor) or for underground work including cutting trenches upto 1.5 metre and refilling the same complete as per direction of the Engineerin- charge. (Payment will be made on centre line measurement of the total pipeline including specials.(A) Under ground(i) 110 mm | BI01010001010000000000000515BI0100001240 | 50 | metre | 95.02 |  |  | Excess(+) | 1 | Full Conversion | INR | [40 empty] | 4751 | 4751 | INR Four Thousand Seven Hundred & Fifty One Only | 147 | 166.29 | 7350 |  | 84 | 95.0208 | 95.02
130 | Supplying, fitting and fixing Flat back urinal (half stall urinal) in white vitreous chinaware of approved make in position with brass screws on 75 mm X 75 mm X 75 mm wooden blocks complete.(i) 635 mm X 395 mm X 420 mm | BI01010001010000000000000515BI0100001241 | 3 | each | 3245.41 |  |  | Excess(+) | 1 | Full Conversion | INR | [40 empty] | 9736.23 | 9736.23 | INR Nine Thousand Seven Hundred & Thirty Six and Paise Twenty Three Only | 33 | 37.33 | 99 |  | 2869 | 3245.4128 | 3245.41
131 | Supplying, fitting and fixing C.I. round grating.(ii) 150 mm | BI01010001010000000000000515BI0100001242 | 5 | each | 96.15 |  |  | Excess(+) | 1 | Full Conversion | INR | [40 empty] | 480.75 | 480.75 | INR Four Hundred & Eighty and Paise Seventy Five Only | 21 | 23.76 | 105 |  | 85 | 96.152 | 96.15
132 | Supplying, fitting and fixing C.I. square jalli.(ii) 150 mm | BI01010001010000000000000515BI0100001243 | 5 | each | 115.38 |  |  | Excess(+) | 1 | Full Conversion | INR | [40 empty] | 576.9 | 576.9 | INR Five Hundred & Seventy Six and Paise Ninety Only | 57 | 64.48 | 285 |  | 102 | 115.3824 | 115.38
133 | Supplying P.V.C. water storage tank of approved quality with closed top with lid (Black) - Multilayer(d) 1500 litre capacity | BI01010001010000000000000515BI0100001244 | 2 | each | 8868.61 |  |  | Excess(+) | 1 | Full Conversion | INR | [40 empty] | 17737.22 | 17737.22 | INR Seventeen Thousand Seven Hundred & Thirty Seven and Paise Twenty Two Only | 84 | 95.02 | 168 |  | 7840 | 8868.608 | 8868.61
134 | Labour for hoisting plastic water storage tank. (ii) Above 1500 litre upto 5000 litre capacity. a) Upto 1st story from G.L. | BI01010001010000000000000515BI0100001245 | 2 | each | 174.2 |  |  | Excess(+) | 1 | Full Conversion | INR | [40 empty] | 348.4 | 348.4 | INR Three Hundred & Forty Eight and Paise Forty Only | 2869 | 3245.41 | 5738 |  | 154 | 174.2048 | 174.2
135 | Labour for punching hole in plastic water storage tank upto 50 mm dia | BI01010001010000000000000515BI0100001246 | 2 | each | 21.49 |  |  | Excess(+) | 1 | Full Conversion | INR | [40 empty] | 42.98 | 42.98 | INR Forty Two and Paise Ninety Eight Only | 85 | 96.15 | 170 |  | 19 | 21.4928 | 21.49
136 | Supplying fitting fixing PTMT smart shelf of approved make of size 300 mm | BI01010001010000000000000515BI0100001247 | 2 | each | 252.26 |  |  | Excess(+) | 1 | Full Conversion | INR | [40 empty] | 504.52 | 504.52 | INR Five Hundred & Four and Paise Fifty Two Only | 102 | 115.38 | 204 |  | 223 | 252.2576 | 252.26
137 | Suppling fitting fixing soap holder a)PTMT (Prayag or Equivelent) | BI01010001010000000000000515BI0100001248 | 2 | each | 152.71 |  |  | Excess(+) | 1 | Full Conversion | INR | [40 empty] | 305.42 | 305.42 | INR Three Hundred & Five and Paise Forty Two Only | 7840 | 8868.61 | 15680 |  | 135 | 152.712 | 152.71
138 | Constructing Inspection pit of inside measurement 600mm X 600mm X upto 600mm (depth) with 250 mm thick 1st. class brick work in cement mortar (1:4) on all sides, bottom of the pit consisting of 100 mm thick cement concrete (1:3:6) with stone chips over a layer of jhama brick flat soling,15 mm thick (1:4) cement plaster to inside walls and out-side walls upto G.L. and 20 mm.thick (1:4) plaster to bottom of the pit, providing necessary invert with cement concrete (1:3:6) with stone chips as per direction, neat cement finishing to entire internal surfaces, top of the pit covered with 100 mm thick R.C.C. slab (1:1.5:3) with stone chips and necessary reinforcements upto 1% and shuttering including 6 mm thick cement plaster (1:4) in all external surfaces of the slab and one 560 mm dia. R.C.C. manhole cover of approved make supplied, fitted and fixed in the slab with necessary fittings, necessary earthwork in excavation in all sorts of soil, filling sides of the pit with earth and removing spoils after work complete in all respect with all costs of labour and materials. Pakur varity | BI01010001010000000000000515BI0100001249 | 2 | each | 7952.34 |  |  | Excess(+) | 1 | Full Conversion | INR | [40 empty] | 15904.68 | 15904.68 | INR Fifteen Thousand Nine Hundred & Four and Paise Sixty Eight Only | 154 | 174.2 | 308 |  | 7030 | 7952.336 | 7952.34
139 | Construction of septic tank of different capacities as per approved drawing with 1st class brick work in cement mortar (1:4) including two 560 mm dia. R.C.C. manhole cover(heavy type)of approved make supplied, fitted and fixed in the 100mm thick R.C.C (1:1.5:3) top slab with necessary fittings, 20mm thick cement plaster (4 : 1) with neat cement finish to the internal surfaces and 15 mm thick cement plaster (4 : 1) to outside wall upto 200 mm below G.L floor finished with 25 mm thick grey artificial stone over 100 mm thick R.C.C(1:1.5:3) bottom slab including supplying, fitting and fixing all necessry specials, fittings, S.W. tees, C.I. foot rest etc. including excavation earth in all sorts of soil, shoring, bailing out and pumping out water as necessary, ramming, dressing the bed and fefilling the sides of the tanks with earth, removing spoils, filling up the chamber with clear water, removing foreign materials from the chamber and including constructing attached inspection pit as per approved drawing and connecting all necessary pipes, joints etc. with internal plaster work and artificial stone flooring is to be done with admixture of water proofing compound @ 0.5% by weight of cement with all costs of labour and materials. For 50 users | BI01010001010000000000000515BI0100001250 | 1 | each | 100071.61 |  |  | Excess(+) | 1 | Full Conversion | INR | [40 empty] | 100071.61 | 100071.61 | INR One Lakh &Seventy One and Paise Sixty One Only | 19 | 21.49 | 19 |  | 88465 | 100071.608 | 100071.61
140 | Construction of circular soak well 2.5 metre deep in all types of sandy soils with dry brick work upto 1.6 metre from the bottom having 150 mm intermediate cement brick work (1:4) band all round and cement brick work (1:4) upto 0.90 metre from top with 20mm thick cement plastering (1:4) to inside face upto the depth of cement brick work, 15mm thick cement plaster (1:4) on outer face from top of the well upto G.L. and 6 mm thick cement plaster (1:4) on top of the R.C.C. cover slab including filling bottom 1.00 metre of inside of the well with brick metal (50 mm to 63 mm size) including R.C.C. cover slab of 100 mm thick with cement conc (1:1.5:3) with stone chips with necessary reinforcement and shuttering including one 560 mm dia. R.C.C. manhole cover (heavy type)of approved make supplied, fitted and fixed in the cover slab with necessary fittings, making nacessary arrangements for pipe connections, excavation of well including shoring, dewatering and removing the exess earth from the premises as per direction complete in all respect with all costs of labour and materials. With 250 mm thick dry brick work and 250 mm thick cement brick work (6:1) and 1.00m inside dia. ( Pakur varity) | BI01010001010000000000000515BI0100001251 | 3 | each | 17708.94 |  |  | Excess(+) | 1 | Full Conversion | INR | [40 empty] | 53126.82 | 53126.82 | INR Fifty Three Thousand One Hundred & Twenty Six and Paise Eighty Two Only | 1258 | 1423.05 | 3774 |  | 15655 | 17708.936 | 17708.94
141 | Electrical (Schedule Work) : Supply & Fixing 415V 100/125A TPN Main switch (Havells/HPL) in suitable SS enclosure with HRC fuses on LS & NL on angle iron frame on wall incl. earthing attachment. | BI01010001010000000000000515BI0100001252 | 1 | set | 7404.5 |  |  | Excess(+) | 1 | Full Conversion | INR | [40 empty] | 7404.5 | 7404.5 | INR Seven Thousand Four Hundred & Four and Paise Fifty Only | 135 | 152.71 | 135 |  | 6234 | 7404.4958 | 7404.5
142 | Supplying & fixing sheet metal (16 SWG) Iron Clad Busbar chambers 100/125A 415V having aluminium bars (4x25x5mm)with suitable chembar on angle iron frame on wall, incl. earthing attachment and painting as required – ( As per Drawing no. 470 of PWD Specification Book – May 1991) | BI01010001010000000000000515BI0100001253 | 1 | set | 2948.02 |  |  | Excess(+) | 1 | Full Conversion | INR | [40 empty] | 2948.02 | 2948.02 | INR Two Thousand Nine Hundred & Forty Eight and Paise Two Only | 6882 | 7784.92 | 6882 |  | 2482 | 2948.0203 | 2948.02
143 | Supplying and fixing 240/415 V 40A DP MCB of Breaking capacity 10kA & C characteristics in suitable SS enclouser (legrand / Schneider) With necessary erthing attachment and electrical connection. | BI01010001010000000000000515BI0100001254 | 1 | set | 1318.41 |  |  | Excess(+) | 1 | Full Conversion | INR | [40 empty] | 1318.41 | 1318.41 | INR One Thousand Three Hundred & Eighteen and Paise Forty One Only | 85176 | 96351.09 | 85176 |  | 1110 | 1318.4136 | 1318.41
144 | Supply & Fixing 2 way circular box embeded wall with top cover according to GS | BI01010001010000000000000515BI0100001255 | 2 | set | 53.45 |  |  | Excess(+) | 1 | Full Conversion | INR | [40 empty] | 106.9 | 106.9 | INR One Hundred & Six and Paise Ninety Only | 15480 | 17510.98 | 30960 | 105223607.26 | 45 | 53.4492 | 53.45
145 | Supply & Fixing (2+6) way SPN MCBDB (Legrand) with IP-42/43 protection Concealed in wall & mending good the damages to original finish incl. Interconnection with suitable copper wire & nuetral link incl. earthing attachment comprising with the following: a) 40A DP MCB isolator --- 1 no b) 6 to 32A SP MCB ---- 6 nos As per direction of EIC | BI01010001010000000000000515BI0100001256 | 6 | set | 3522.9 |  |  | Excess(+) | 1 | Full Conversion | INR | [40 empty] | 21137.4 | 21137.4 | INR Twenty One Thousand One Hundred & Thirty Seven and Paise Forty Only | 8979 | 10664.9 | 53874 |  | 2966 | 3522.8962 | 3522.9
146 | Meter loop by 2x6sq mm+1x4sqmm FR PVC insulated singale core stander copper wire (finolex/havalls) from BBC to energy meter and EN.meter to DP MCB box in 13mm thick corrogated flex pipe and properly dressed the wire by link clip. | BI01010001010000000000000515BI0100001257 | 10 | mtr | 184.1 |  |  | Excess(+) | 1 | Full Conversion | INR | [40 empty] | 1841 | 1841 | INR One Thousand Eight Hundred & Forty One Only | 32396 | 38478.67 | 323960 |  | 155 | 184.1028 | 184.1
147 | S&F 3/4'' Water proof Ply wood (Green ply) of suitable size and fix up the ply board on wall to acomoded BBC,DP MCB Main switch and energy meter etc Net Guard - the above board , MCB box including energy meter and BBC etc should be encloused inside box type suspended metal wire net gard (of 8 SWG wire ) Fixed on suitable 3/4'' angale iron fram having hinged front door with mechanical locking arrangement including S&F pad lock and key . | BI01010001010000000000000515BI0100001258 | 20 | sqmtr | 543.99 |  |  | Excess(+) | 1 | Full Conversion | INR | [40 empty] | 10879.8 | 10879.8 | INR Ten Thousand Eight Hundred & Seventy Nine and Paise Eighty Only | 7734 | 9186.14 | 154680 |  | 458 | 543.9941 | 543.99
148 | Supply & Fixing 240 V 16 A Piano key type switch (Brand approved by EIC) on GI Modular type switch board having top cover plate and making necessary connections as required | BI01010001010000000000000515BI0100001259 | 2 | set | 141.34 |  |  | Excess(+) | 1 | Full Conversion | INR | [40 empty] | 282.68 | 282.68 | INR Two Hundred & Eighty Two and Paise Sixty Eight Only | 3346 | 3974.24 | 6692 |  | 119 | 141.3434 | 141.34
149 | Supply & drawing of 1.1 Kv grade single core stranded 'FR' Pvc insulated & unsheathed copper wire (brand appr by EIC) of the following sizes through 19 mm alkathene pipe recessed in wall. a) 3x1.5 sqmm (roof light) | BI01010001010000000000000515BI0100001260 | 175 | mtr | 131.84 |  |  | Excess(+) | 1 | Full Conversion | INR | [40 empty] | 23072 | 23072 | INR Twenty Three Thousand &Seventy Two Only | 3112 | 3696.31 | 544600 |  | 111 | 131.8414 | 131.84
150 | Supply & drawing of 1.1 Kv grade single core stranded 'FR' Pvc insulated & unsheathed copper wire (brand appr by EIC) of the following sizes through 19 mm alkathene pipe recessed in wall. a) 2 x 6 + 1x4 sqmm (for submen) | BI01010001010000000000000515BI0100001261 | 125 | mtr | 239.93 |  |  | Excess(+) | 1 | Full Conversion | INR | [40 empty] | 29991.25 | 29991.25 | INR Twenty Nine Thousand Nine Hundred & Ninety One and Paise Twenty Five Only | 2972 | 3530.02 | 371500 |  | 202 | 239.9275 | 239.93
151 | Supply & drawing of 1.1 Kv grade single core stranded 'FR' Pvc insulated & unsheathed copper wire (brand appr by EIC) of the following sizes through 19 mm alkathene pipe recessed in wall. b) 2 x 2.5 + 1x1.5 sqmm (P/P plug/Com Plug) | BI01010001010000000000000515BI0100001262 | 50 | mtr | 152.03 |  |  | Excess(+) | 1 | Full Conversion | INR | [40 empty] | 7601.5 | 7601.5 | INR Seven Thousand Six Hundred & One and Paise Fifty Only | 460 | 546.37 | 23000 |  | 128 | 152.0333 | 152.03
152 | Distn. wiring in2x22/0.3+1x22/0.3 (1.5 sqmm) single core stranded 'FR' PVC insulated & unsheathed single core stranded copper wire (Brand approved by EIC) in 19 mm bore, 3 mm thick polythen pipe complete with all accessories embedded in wall to light/fan/call bell points with Modular type switch (Brand approved by EIC) fixed on Modular GI switch board with top cover plate flushed sizes complete with three no. suitable size Copper bar with holes (for Ph, N & E) fixed on bakelite/Hard Rubber insulator over the MS welded chairs incl. top cover flushed in wall for housing the board after cutting the brick wall incl. making earthing attachment,in wall incl. mending good damages to original finish Ave run 6 mtr | BI01010001010000000000000515BI0100001263 | 220 | pts | 926.45 |  |  | Excess(+) | 1 | Full Conversion | INR | [40 empty] | 203819 | 203819 | INR Two Lakh Three Thousand Eight Hundred & Nineteen Only | 296 | 351.58 | 65120 |  | 780 | 926.4528 | 926.45
153 | Distn. wiring in3X 22/0.3 (1.5 sqmm) single core stranded 'FR' PVC insulated & unsheathed single core stranded copper wire (Brand approved by EIC)Complete with all accessories (As per G.S) .on board | BI01010001010000000000000515BI0100001264 | 12 | pts | 90.27 |  |  | Excess(+) | 1 | Full Conversion | INR | [40 empty] | 1083.24 | 1083.24 | INR One Thousand &Eighty Three and Paise Twenty Four Only | 218 | 258.93 | 2616 |  | 76 | 90.2698 | 90.27
154 | Supply & Fixing 240 V, 6 A, 3 pin Modular type plug socket (Brand approved by EIC) with 6A Modular type switch, without plug top on 4 Module GI Modular type switch board with 3 Module top cover plate flushed in wall incl. S&F switch board and cover plate and making necy. connections with PVC Cu wire and earth continuity wire etc. (Av.run 4.5 mtr) | BI01010001010000000000000515BI0100001265 | 10 | pts | 1167.57 |  |  | Excess(+) | 1 | Full Conversion | INR | [40 empty] | 11675.7 | 11675.7 | INR Eleven Thousand Six Hundred & Seventy Five and Paise Seventy Only | 128 | 152.03 | 1280 |  | 983 | 1167.5681 | 1167.57
155 | Supply & fixing computer plug board modular type of 8 module GI box with cover plate recessed in wall comprising with the following (Legrand/Cabtree) ----- a) 6/16A socket & 16A switch --1 set b) 6A socket --2 nos c) 6A switch --- 1 no | BI01010001010000000000000515BI0100001266 | 5 | set | 1153.31 |  |  | Excess(+) | 1 | Full Conversion | INR | [40 empty] | 5766.55 | 5766.55 | INR Five Thousand Seven Hundred & Sixty Six and Paise Fifty Five Only | 111 | 131.84 | 555 |  | 971 | 1153.315 | 1153.31
156 | Supply & Fixing 240 V, 16 A, 3 pin Modular type plug socket (Brand approved by EIC) with 16A Modular type switch, without plug top on 4 Module GI Modular type switch board with top cover plate flushed in wall incl. S&F switch board and cover plate and making necy. connections with PVC Cu wire and earth continuity wire etc. as per direction of EIC | BI01010001010000000000000515BI0100001267 | 5 | set | 541.62 |  |  | Excess(+) | 1 | Full Conversion | INR | [40 empty] | 2708.1 | 2708.1 | INR Two Thousand Seven Hundred & Eight and Paise Ten Only | 893 | 1060.67 | 4465 |  | 456 | 541.6186 | 541.62
157 | Earthing the installation by 50mm dia GI pipe (TATA--M) 3.64 mtr long & 1x4 SWG GI (Hot dip) wire (4mtr long) with suitable nuts, bolts & washers etc. Driven into a depth of 3.65 mtr below the ground level. | BI01010001010000000000000515BI0100001268 | 2 | set | 1810.15 |  |  | Excess(+) | 1 | Full Conversion | INR | [40 empty] | 3620.3 | 3620.3 | INR Three Thousand Six Hundred & Twenty and Paise Thirty Only | 249 | 295.75 | 498 |  | 1524 | 1810.1462 | 1810.15
158 | Supplying & fixing earth busbar of galvanized (Hot Dip) MS flat 25 mm x 6 mm on wall having clearance of 6 mm from wall including providing drilled holes on the busbar complete with GI bolts, nuts, washers, spacing insulators etc. as required | BI01010001010000000000000515BI0100001269 | 1 | mtr | 185.29 |  |  | Excess(+) | 1 | Full Conversion | INR | [40 empty] | 185.29 | 185.29 | INR One Hundred & Eighty Five and Paise Twenty Nine Only | 788 | 935.95 | 788 |  | 156 | 185.2906 | 185.29
159 | Connecting the equipments to earth busbar including S & F GI (Hot Dip) wire of size as below on wall/floor with staples buried inside wall/floor as required and making connection to equipments with bolts, nuts, washers, cable lugs etc. as required and mending good damagesSolid GI wire | BI01010001010000000000000515BI0100001270 | 25 | mtr | 21.38 |  |  | Excess(+) | 1 | Full Conversion | INR | [40 empty] | 534.5 | 534.5 | INR Five Hundred & Thirty Four and Paise Fifty Only | 1628 | 1933.67 | 40700 |  | 18 | 21.3797 | 21.38
160 | Finising both ends of the 6sq mm and 4sqmm singale cu wire (for sub main wairing and meter loop) as per direction of EIC. | BI01010001010000000000000515BI0100001271 | 15 | set | 36.82 |  |  | Excess(+) | 1 | Full Conversion | INR | [40 empty] | 552.3 | 552.3 | INR Five Hundred & Fifty Two and Paise Thirty Only | 418 | 496.48 | 6270 |  | 31 | 36.8206 | 36.82
161 | Inter conected the 100A main switch and BBC chember by 4x16 sq mm unarmoured Cu cable.and soketing the both ends ofthe cable as per GS. | BI01010001010000000000000515BI0100001272 | 2 | set | 890.82 |  |  | Excess(+) | 1 | Full Conversion | INR | [40 empty] | 1781.64 | 1781.64 | INR One Thousand Seven Hundred & Eighty One and Paise Sixty Four Only | 199 | 236.36 | 398 |  | 750 | 890.82 | 890.82
162 | Fixing only outdoor / street light type fluorescent light fitting complete with all accessories to be fixed/projected from the wall of the building incl. making holes to building, S&F 40 mm dia GI pipe (ISI-Medium) 1.50 mts. average length, with GI socket at one end and thread at the other end & suitable bend to house the fitting & making necy. connections with S&F necy. length of 1.5 sqmm PVC insulated single core stranded annealed copper wire and making connections as required and mending good damages to wall and painting | BI01010001010000000000000515BI0100001273 | 10 | Each | 857.56 |  |  | Excess(+) | 1 | Full Conversion | INR | [40 empty] | 8575.6 | 8575.6 | INR Eight Thousand Five Hundred & Seventy Five and Paise Sixty Only | 18 | 21.38 | 180 |  | 722 | 857.5627 | 857.56
163 | Supplying and Fixing GI water proof loop box having hinged GI Top Cover having 4 mm thick with rubber gasket lining, railway type mechanical locking arrangement, earthing terminal with lug etc. of the following sizes as indicated below, Comprising of one 250 V, 15 A Kit-Kat fuse unit, one NL on porcelain insulator etc. and housing the same on wall incl. addition and alteration to the existing CC muffing (6:3:1) after dismantling the damaged looping cable box etc. where necy. incl. painting | BI01010001010000000000000515BI0100001274 | 10 | set | 591.5 |  |  | Excess(+) | 1 | Full Conversion | INR | [40 empty] | 5915 | 5915 | INR Five Thousand Nine Hundred & Fifteen Only | 156 | 185.29 | 1560 |  | 498 | 591.5045 | 591.5
164 | Extra for suspension exceeding 25 cm with S&F additional 2 no. 20 mm dia EI conduit (14 SWG) supports & necy. PVC insulated wire and painting etc. as required by 2x24/0.20 mm (1.5sqmm.) flexible copper wire of 1.10 mt. length. | BI01010001010000000000000515BI0100001275 | 50 | set | 59.39 |  |  | Excess(+) | 1 | Full Conversion | INR | [40 empty] | 2969.5 | 2969.5 | INR Two Thousand Nine Hundred & Sixty Nine and Paise Fifty Only | 1545 | 1835.09 | 77250 |  | 50 | 59.388 | 59.39
165 | Fixing only single/twin fluorescent light fitting complete with all accessories directly on wall/ceiling by screws etc. | BI01010001010000000000000515BI0100001276 | 50 | set | 102.15 |  |  | Excess(+) | 1 | Full Conversion | INR | [40 empty] | 5107.5 | 5107.5 | INR Five Thousand One Hundred & Seven and Paise Fifty Only | 722 | 857.56 | 36100 |  | 86 | 102.1474 | 102.15
166 | Fixing only Call Bell/Buzzer on single HW board on wall incl. S&F single HW board | BI01010001010000000000000515BI0100001277 | 4 | set | 147.28 |  |  | Excess(+) | 1 | Full Conversion | INR | [40 empty] | 589.12 | 589.12 | INR Five Hundred & Eighty Nine and Paise Twelve Only | 458 | 543.99 | 1832 | 1717918 | 124 | 147.2822 | 147.28
167 | Electrical (Non Schedule Work) : Supply 4' single LED type tube light fitting complete with all acessaries directly on ceiling with HW round block & suitable size of MS fastener (Crompton, cat no - DIJB12LT8-20, LLT8-20 ,For stear case) | BI01010001010000000000000515BI0100001278 | 50 | set | 831.23 |  |  | Excess(+) | 1 | Full Conversion | INR | [40 empty] | 41561.5 | 41561.5 | INR Forty One Thousand Five Hundred & Sixty One and Paise Fifty Only | 823 | 831.23 | 41150 |  | 823 | 831.23 | 831.23
168 | Supply & fixing of 1200mm sweep Ceiling Fan (Orient,New Bridge) complete with all acessaries Incl S/F necy copper flex wire. | BI01010001010000000000000515BI0100001279 | 15 | set | 2232.1 |  |  | Excess(+) | 1 | Full Conversion | INR | [40 empty] | 33481.5 | 33481.5 | INR Thirty Three Thousand Four Hundred & Eighty One and Paise Fifty Only | 1283 | 1295.83 | 19245 |  | 2210 | 2232.1 | 2232.1
169 | Supply & Fixing electronics step type, Moduler Socket type (2 module), Fan regulator (Cabtree) | BI01010001010000000000000515BI0100001280 | 25 | set | 390.87 |  |  | Excess(+) | 1 | Full Conversion | INR | [40 empty] | 9771.75 | 9771.75 | INR Nine Thousand Seven Hundred & Seventy One and Paise Seventy Five Only | 2210 | 2232.1 | 55250 |  | 387 | 390.87 | 390.87
170 | Supply & fixing only of the following Exhaust Fan with louvre shutter after cutting wall & mening good the damages.b) 300 mm (12") sweep exhaust fan | BI01010001010000000000000515BI0100001281 | 2 | set | 3642.06 |  |  | Excess(+) | 1 | Full Conversion | INR | [40 empty] | 7284.12 | 7284.12 | INR Seven Thousand Two Hundred & Eighty Four and Paise Twelve Only | 2620 | 2646.2 | 5240 |  | 3606 | 3642.06 | 3642.06
171 | Roof lighting Supply & fixing of 45W LED street light fitting (Make Crompton, cat no - LSTP-45-CDL) | BI01010001010000000000000515BI0100001282 | 10 | set | 4790.43 |  |  | Excess(+) | 1 | Full Conversion | INR | [40 empty] | 47904.3 | 47904.3 | INR Forty Seven Thousand Nine Hundred & Four and Paise Thirty Only | 467 | 471.67 | 4670 |  | 4743 | 4790.43 | 4790.43
Total in Figures | [51 empty] | 3176611.77 | 3176611.77 | INR Thirty One Lakh Seventy Six Thousand Six Hundred & Eleven and Paise Seventy Seven Only | [7 empty] | 4 | Construction of chamber for 100mm sluice plates | item5 | 10 | Nos
Quoted Rate in Figures |  |  |  | Select | [47 empty] | 0 | 0 | INR Zero Only
Quoted Rate in Words |  | INR Zero Only
Note on K16: gepadmin: 1. If you choose "Full Conversion" then Column BA (AMOUNT) and Column BB (TAXES) BOTH values will be convert based on selected Currency in (Column L). 2. If you choose "Partial Conversion" then Column BA (AMOUNT) only will be converted based on selected currency (Column L) and Column BB (TAXES) value (INR) will be added to the converted values.
Note on K18: gepadmin: 1. If you choose "Full Conversion" then Column BA (AMOUNT) and Column BB (TAXES) BOTH values will be convert based on selected Currency in (Column L). 2. If you choose "Partial Conversion" then Column BA (AMOUNT) only will be converted based on selected currency (Column L) and Column BB (TAXES) value (INR) will be added to the converted values.
Note on K13: gepadmin: 1. If you choose "Full Conversion" then Column BA (AMOUNT) and Column BB (TAXES) BOTH values will be convert based on selected Currency in (Column L). 2. If you choose "Partial Conversion" then Column BA (AMOUNT) only will be converted based on selected currency (Column L) and Column BB (TAXES) value (INR) will be added to the converted values.
Note on K56: gepadmin: 1. If you choose "Full Conversion" then Column BA (AMOUNT) and Column BB (TAXES) BOTH values will be convert based on selected Currency in (Column L). 2. If you choose "Partial Conversion" then Column BA (AMOUNT) only will be converted based on selected currency (Column L) and Column BB (TAXES) value (INR) will be added to the converted values.
Note on K69: gepadmin: 1. If you choose "Full Conversion" then Column BA (AMOUNT) and Column BB (TAXES) BOTH values will be convert based on selected Currency in (Column L). 2. If you choose "Partial Conversion" then Column BA (AMOUNT) only will be converted based on selected currency (Column L) and Column BB (TAXES) value (INR) will be added to the converted values.
Note on K75: gepadmin: 1. If you choose "Full Conversion" then Column BA (AMOUNT) and Column BB (TAXES) BOTH values will be convert based on selected Currency in (Column L). 2. If you choose "Partial Conversion" then Column BA (AMOUNT) only will be converted based on selected currency (Column L) and Column BB (TAXES) value (INR) will be added to the converted values.
Note on K55: gepadmin: 1. If you choose "Full Conversion" then Column BA (AMOUNT) and Column BB (TAXES) BOTH values will be convert based on selected Currency in (Column L). 2. If you choose "Partial Conversion" then Column BA (AMOUNT) only will be converted based on selected currency (Column L) and Column BB (TAXES) value (INR) will be added to the converted values.
Note on K45: gepadmin: 1. If you choose "Full Conversion" then Column BA (AMOUNT) and Column BB (TAXES) BOTH values will be convert based on selected Currency in (Column L). 2. If you choose "Partial Conversion" then Column BA (AMOUNT) only will be converted based on selected currency (Column L) and Column BB (TAXES) value (INR) will be added to the converted values.
Note on K57: gepadmin: 1. If you choose "Full Conversion" then Column BA (AMOUNT) and Column BB (TAXES) BOTH values will be convert based on selected Currency in (Column L). 2. If you choose "Partial Conversion" then Column BA (AMOUNT) only will be converted based on selected currency (Column L) and Column BB (TAXES) value (INR) will be added to the converted values.
Note on K71: gepadmin: 1. If you choose "Full Conversion" then Column BA (AMOUNT) and Column BB (TAXES) BOTH values will be convert based on selected Currency in (Column L). 2. If you choose "Partial Conversion" then Column BA (AMOUNT) only will be converted based on selected currency (Column L) and Column BB (TAXES) value (INR) will be added to the converted values.
Note on K28: gepadmin: 1. If you choose "Full Conversion" then Column BA (AMOUNT) and Column BB (TAXES) BOTH values will be convert based on selected Currency in (Column L). 2. If you choose "Partial Conversion" then Column BA (AMOUNT) only will be converted based on selected currency (Column L) and Column BB (TAXES) value (INR) will be added to the converted values.
Note on K46: gepadmin: 1. If you choose "Full Conversion" then Column BA (AMOUNT) and Column BB (TAXES) BOTH values will be convert based on selected Currency in (Column L). 2. If you choose "Partial Conversion" then Column BA (AMOUNT) only will be converted based on selected currency (Column L) and Column BB (TAXES) value (INR) will be added to the converted values.
Note on K47: gepadmin: 1. If you choose "Full Conversion" then Column BA (AMOUNT) and Column BB (TAXES) BOTH values will be convert based on selected Currency in (Column L). 2. If you choose "Partial Conversion" then Column BA (AMOUNT) only will be converted based on selected currency (Column L) and Column BB (TAXES) value (INR) will be added to the converted values.
Note on K73: gepadmin: 1. If you choose "Full Conversion" then Column BA (AMOUNT) and Column BB (TAXES) BOTH values will be convert based on selected Currency in (Column L). 2. If you choose "Partial Conversion" then Column BA (AMOUNT) only will be converted based on selected currency (Column L) and Column BB (TAXES) value (INR) will be added to the converted values.
Note on K96: gepadmin: 1. If you choose "Full Conversion" then Column BA (AMOUNT) and Column BB (TAXES) BOTH values will be convert based on selected Currency in (Column L). 2. If you choose "Partial Conversion" then Column BA (AMOUNT) only will be converted based on selected currency (Column L) and Column BB (TAXES) value (INR) will be added to the converted values.
Note on K113: gepadmin: 1. If you choose "Full Conversion" then Column BA (AMOUNT) and Column BB (TAXES) BOTH values will be convert based on selected Currency in (Column L). 2. If you choose "Partial Conversion" then Column BA (AMOUNT) only will be converted based on selected currency (Column L) and Column BB (TAXES) value (INR) will be added to the converted values.
Note on K23: gepadmin: 1. If you choose "Full Conversion" then Column BA (AMOUNT) and Column BB (TAXES) BOTH values will be convert based on selected Currency in (Column L). 2. If you choose "Partial Conversion" then Column BA (AMOUNT) only will be converted based on selected currency (Column L) and Column BB (TAXES) value (INR) will be added to the converted values.
Note on K25: gepadmin: 1. If you choose "Full Conversion" then Column BA (AMOUNT) and Column BB (TAXES) BOTH values will be convert based on selected Currency in (Column L). 2. If you choose "Partial Conversion" then Column BA (AMOUNT) only will be converted based on selected currency (Column L) and Column BB (TAXES) value (INR) will be added to the converted values.
Note on K24: gepadmin: 1. If you choose "Full Conversion" then Column BA (AMOUNT) and Column BB (TAXES) BOTH values will be convert based on selected Currency in (Column L). 2. If you choose "Partial Conversion" then Column BA (AMOUNT) only will be converted based on selected currency (Column L) and Column BB (TAXES) value (INR) will be added to the converted values.
Note on K22: gepadmin: 1. If you choose "Full Conversion" then Column BA (AMOUNT) and Column BB (TAXES) BOTH values will be convert based on selected Currency in (Column L). 2. If you choose "Partial Conversion" then Column BA (AMOUNT) only will be converted based on selected currency (Column L) and Column BB (TAXES) value (INR) will be added to the converted values.
Note on K26: gepadmin: 1. If you choose "Full Conversion" then Column BA (AMOUNT) and Column BB (TAXES) BOTH values will be convert based on selected Currency in (Column L). 2. If you choose "Partial Conversion" then Column BA (AMOUNT) only will be converted based on selected currency (Column L) and Column BB (TAXES) value (INR) will be added to the converted values.
Note on K72: gepadmin: 1. If you choose "Full Conversion" then Column BA (AMOUNT) and Column BB (TAXES) BOTH values will be convert based on selected Currency in (Column L). 2. If you choose "Partial Conversion" then Column BA (AMOUNT) only will be converted based on selected currency (Column L) and Column BB (TAXES) value (INR) will be added to the converted values.
Note on K81: gepadmin: 1. If you choose "Full Conversion" then Column BA (AMOUNT) and Column BB (TAXES) BOTH values will be convert based on selected Currency in (Column L). 2. If you choose "Partial Conversion" then Column BA (AMOUNT) only will be converted based on selected currency (Column L) and Column BB (TAXES) value (INR) will be added to the converted values.
Note on K84: gepadmin: 1. If you choose "Full Conversion" then Column BA (AMOUNT) and Column BB (TAXES) BOTH values will be convert based on selected Currency in (Column L). 2. If you choose "Partial Conversion" then Column BA (AMOUNT) only will be converted based on selected currency (Column L) and Column BB (TAXES) value (INR) will be added to the converted values.
Note on K17: gepadmin: 1. If you choose "Full Conversion" then Column BA (AMOUNT) and Column BB (TAXES) BOTH values will be convert based on selected Currency in (Column L). 2. If you choose "Partial Conversion" then Column BA (AMOUNT) only will be converted based on selected currency (Column L) and Column BB (TAXES) value (INR) will be added to the converted values.
Note on K54: gepadmin: 1. If you choose "Full Conversion" then Column BA (AMOUNT) and Column BB (TAXES) BOTH values will be convert based on selected Currency in (Column L). 2. If you choose "Partial Conversion" then Column BA (AMOUNT) only will be converted based on selected currency (Column L) and Column BB (TAXES) value (INR) will be added to the converted values.
Note on K97: gepadmin: 1. If you choose "Full Conversion" then Column BA (AMOUNT) and Column BB (TAXES) BOTH values will be convert based on selected Currency in (Column L). 2. If you choose "Partial Conversion" then Column BA (AMOUNT) only will be converted based on selected currency (Column L) and Column BB (TAXES) value (INR) will be added to the converted values.
Note on K104: gepadmin: 1. If you choose "Full Conversion" then Column BA (AMOUNT) and Column BB (TAXES) BOTH values will be convert based on selected Currency in (Column L). 2. If you choose "Partial Conversion" then Column BA (AMOUNT) only will be converted based on selected currency (Column L) and Column BB (TAXES) value (INR) will be added to the converted values.
Note on K110: gepadmin: 1. If you choose "Full Conversion" then Column BA (AMOUNT) and Column BB (TAXES) BOTH values will be convert based on selected Currency in (Column L). 2. If you choose "Partial Conversion" then Column BA (AMOUNT) only will be converted based on selected currency (Column L) and Column BB (TAXES) value (INR) will be added to the converted values.
Note on K111: gepadmin: 1. If you choose "Full Conversion" then Column BA (AMOUNT) and Column BB (TAXES) BOTH values will be convert based on selected Currency in (Column L). 2. If you choose "Partial Conversion" then Column BA (AMOUNT) only will be converted based on selected currency (Column L) and Column BB (TAXES) value (INR) will be added to the converted values.
Note on K14: gepadmin: 1. If you choose "Full Conversion" then Column BA (AMOUNT) and Column BB (TAXES) BOTH values will be convert based on selected Currency in (Column L). 2. If you choose "Partial Conversion" then Column BA (AMOUNT) only will be converted based on selected currency (Column L) and Column BB (TAXES) value (INR) will be added to the converted values.
Note on K15: gepadmin: 1. If you choose "Full Conversion" then Column BA (AMOUNT) and Column BB (TAXES) BOTH values will be convert based on selected Currency in (Column L). 2. If you choose "Partial Conversion" then Column BA (AMOUNT) only will be converted based on selected currency (Column L) and Column BB (TAXES) value (INR) will be added to the converted values.
Note on K19: gepadmin: 1. If you choose "Full Conversion" then Column BA (AMOUNT) and Column BB (TAXES) BOTH values will be convert based on selected Currency in (Column L). 2. If you choose "Partial Conversion" then Column BA (AMOUNT) only will be converted based on selected currency (Column L) and Column BB (TAXES) value (INR) will be added to the converted values.
Note on K20: gepadmin: 1. If you choose "Full Conversion" then Column BA (AMOUNT) and Column BB (TAXES) BOTH values will be convert based on selected Currency in (Column L). 2. If you choose "Partial Conversion" then Column BA (AMOUNT) only will be converted based on selected currency (Column L) and Column BB (TAXES) value (INR) will be added to the converted values.
Note on K21: gepadmin: 1. If you choose "Full Conversion" then Column BA (AMOUNT) and Column BB (TAXES) BOTH values will be convert based on selected Currency in (Column L). 2. If you choose "Partial Conversion" then Column BA (AMOUNT) only will be converted based on selected currency (Column L) and Column BB (TAXES) value (INR) will be added to the converted values.
Note on K90: gepadmin: 1. If you choose "Full Conversion" then Column BA (AMOUNT) and Column BB (TAXES) BOTH values will be convert based on selected Currency in (Column L). 2. If you choose "Partial Conversion" then Column BA (AMOUNT) only will be converted based on selected currency (Column L) and Column BB (TAXES) value (INR) will be added to the converted values.
Note on K87: gepadmin: 1. If you choose "Full Conversion" then Column BA (AMOUNT) and Column BB (TAXES) BOTH values will be convert based on selected Currency in (Column L). 2. If you choose "Partial Conversion" then Column BA (AMOUNT) only will be converted based on selected currency (Column L) and Column BB (TAXES) value (INR) will be added to the converted values.
Note on K116: gepadmin: 1. If you choose "Full Conversion" then Column BA (AMOUNT) and Column BB (TAXES) BOTH values will be convert based on selected Currency in (Column L). 2. If you choose "Partial Conversion" then Column BA (AMOUNT) only will be converted based on selected currency (Column L) and Column BB (TAXES) value (INR) will be added to the converted values.
Note on K117: gepadmin: 1. If you choose "Full Conversion" then Column BA (AMOUNT) and Column BB (TAXES) BOTH values will be convert based on selected Currency in (Column L). 2. If you choose "Partial Conversion" then Column BA (AMOUNT) only will be converted based on selected currency (Column L) and Column BB (TAXES) value (INR) will be added to the converted values.
Note on K118: gepadmin: 1. If you choose "Full Conversion" then Column BA (AMOUNT) and Column BB (TAXES) BOTH values will be convert based on selected Currency in (Column L). 2. If you choose "Partial Conversion" then Column BA (AMOUNT) only will be converted based on selected currency (Column L) and Column BB (TAXES) value (INR) will be added to the converted values.
Note on K127: gepadmin: 1. If you choose "Full Conversion" then Column BA (AMOUNT) and Column BB (TAXES) BOTH values will be convert based on selected Currency in (Column L). 2. If you choose "Partial Conversion" then Column BA (AMOUNT) only will be converted based on selected currency (Column L) and Column BB (TAXES) value (INR) will be added to the converted values.
Note on K128: gepadmin: 1. If you choose "Full Conversion" then Column BA (AMOUNT) and Column BB (TAXES) BOTH values will be convert based on selected Currency in (Column L). 2. If you choose "Partial Conversion" then Column BA (AMOUNT) only will be converted based on selected currency (Column L) and Column BB (TAXES) value (INR) will be added to the converted values.
Note on K130: gepadmin: 1. If you choose "Full Conversion" then Column BA (AMOUNT) and Column BB (TAXES) BOTH values will be convert based on selected Currency in (Column L). 2. If you choose "Partial Conversion" then Column BA (AMOUNT) only will be converted based on selected currency (Column L) and Column BB (TAXES) value (INR) will be added to the converted values.
Note on K124: gepadmin: 1. If you choose "Full Conversion" then Column BA (AMOUNT) and Column BB (TAXES) BOTH values will be convert based on selected Currency in (Column L). 2. If you choose "Partial Conversion" then Column BA (AMOUNT) only will be converted based on selected currency (Column L) and Column BB (TAXES) value (INR) will be added to the converted values.
Note on K123: gepadmin: 1. If you choose "Full Conversion" then Column BA (AMOUNT) and Column BB (TAXES) BOTH values will be convert based on selected Currency in (Column L). 2. If you choose "Partial Conversion" then Column BA (AMOUNT) only will be converted based on selected currency (Column L) and Column BB (TAXES) value (INR) will be added to the converted values.
Note on K122: gepadmin: 1. If you choose "Full Conversion" then Column BA (AMOUNT) and Column BB (TAXES) BOTH values will be convert based on selected Currency in (Column L). 2. If you choose "Partial Conversion" then Column BA (AMOUNT) only will be converted based on selected currency (Column L) and Column BB (TAXES) value (INR) will be added to the converted values.
Note on K120: gepadmin: 1. If you choose "Full Conversion" then Column BA (AMOUNT) and Column BB (TAXES) BOTH values will be convert based on selected Currency in (Column L). 2. If you choose "Partial Conversion" then Column BA (AMOUNT) only will be converted based on selected currency (Column L) and Column BB (TAXES) value (INR) will be added to the converted values.
Note on K133: gepadmin: 1. If you choose "Full Conversion" then Column BA (AMOUNT) and Column BB (TAXES) BOTH values will be convert based on selected Currency in (Column L). 2. If you choose "Partial Conversion" then Column BA (AMOUNT) only will be converted based on selected currency (Column L) and Column BB (TAXES) value (INR) will be added to the converted values.
Note on K135: gepadmin: 1. If you choose "Full Conversion" then Column BA (AMOUNT) and Column BB (TAXES) BOTH values will be convert based on selected Currency in (Column L). 2. If you choose "Partial Conversion" then Column BA (AMOUNT) only will be converted based on selected currency (Column L) and Column BB (TAXES) value (INR) will be added to the converted values.
Note on K136: gepadmin: 1. If you choose "Full Conversion" then Column BA (AMOUNT) and Column BB (TAXES) BOTH values will be convert based on selected Currency in (Column L). 2. If you choose "Partial Conversion" then Column BA (AMOUNT) only will be converted based on selected currency (Column L) and Column BB (TAXES) value (INR) will be added to the converted values.
Note on K138: gepadmin: 1. If you choose "Full Conversion" then Column BA (AMOUNT) and Column BB (TAXES) BOTH values will be convert based on selected Currency in (Column L). 2. If you choose "Partial Conversion" then Column BA (AMOUNT) only will be converted based on selected currency (Column L) and Column BB (TAXES) value (INR) will be added to the converted values.
Note on K141: gepadmin: 1. If you choose "Full Conversion" then Column BA (AMOUNT) and Column BB (TAXES) BOTH values will be convert based on selected Currency in (Column L). 2. If you choose "Partial Conversion" then Column BA (AMOUNT) only will be converted based on selected currency (Column L) and Column BB (TAXES) value (INR) will be added to the converted values.
Note on K142: gepadmin: 1. If you choose "Full Conversion" then Column BA (AMOUNT) and Column BB (TAXES) BOTH values will be convert based on selected Currency in (Column L). 2. If you choose "Partial Conversion" then Column BA (AMOUNT) only will be converted based on selected currency (Column L) and Column BB (TAXES) value (INR) will be added to the converted values.
Note on K144: gepadmin: 1. If you choose "Full Conversion" then Column BA (AMOUNT) and Column BB (TAXES) BOTH values will be convert based on selected Currency in (Column L). 2. If you choose "Partial Conversion" then Column BA (AMOUNT) only will be converted based on selected currency (Column L) and Column BB (TAXES) value (INR) will be added to the converted values.
Note on K145: gepadmin: 1. If you choose "Full Conversion" then Column BA (AMOUNT) and Column BB (TAXES) BOTH values will be convert based on selected Currency in (Column L). 2. If you choose "Partial Conversion" then Column BA (AMOUNT) only will be converted based on selected currency (Column L) and Column BB (TAXES) value (INR) will be added to the converted values.
Note on K146: gepadmin: 1. If you choose "Full Conversion" then Column BA (AMOUNT) and Column BB (TAXES) BOTH values will be convert based on selected Currency in (Column L). 2. If you choose "Partial Conversion" then Column BA (AMOUNT) only will be converted based on selected currency (Column L) and Column BB (TAXES) value (INR) will be added to the converted values.
Note on K148: gepadmin: 1. If you choose "Full Conversion" then Column BA (AMOUNT) and Column BB (TAXES) BOTH values will be convert based on selected Currency in (Column L). 2. If you choose "Partial Conversion" then Column BA (AMOUNT) only will be converted based on selected currency (Column L) and Column BB (TAXES) value (INR) will be added to the converted values.
Note on K151: gepadmin: 1. If you choose "Full Conversion" then Column BA (AMOUNT) and Column BB (TAXES) BOTH values will be convert based on selected Currency in (Column L). 2. If you choose "Partial Conversion" then Column BA (AMOUNT) only will be converted based on selected currency (Column L) and Column BB (TAXES) value (INR) will be added to the converted values.
Note on K152: gepadmin: 1. If you choose "Full Conversion" then Column BA (AMOUNT) and Column BB (TAXES) BOTH values will be convert based on selected Currency in (Column L). 2. If you choose "Partial Conversion" then Column BA (AMOUNT) only will be converted based on selected currency (Column L) and Column BB (TAXES) value (INR) will be added to the converted values.
Note on K153: gepadmin: 1. If you choose "Full Conversion" then Column BA (AMOUNT) and Column BB (TAXES) BOTH values will be convert based on selected Currency in (Column L). 2. If you choose "Partial Conversion" then Column BA (AMOUNT) only will be converted based on selected currency (Column L) and Column BB (TAXES) value (INR) will be added to the converted values.
Note on K155: gepadmin: 1. If you choose "Full Conversion" then Column BA (AMOUNT) and Column BB (TAXES) BOTH values will be convert based on selected Currency in (Column L). 2. If you choose "Partial Conversion" then Column BA (AMOUNT) only will be converted based on selected currency (Column L) and Column BB (TAXES) value (INR) will be added to the converted values.
Note on K156: gepadmin: 1. If you choose "Full Conversion" then Column BA (AMOUNT) and Column BB (TAXES) BOTH values will be convert based on selected Currency in (Column L). 2. If you choose "Partial Conversion" then Column BA (AMOUNT) only will be converted based on selected currency (Column L) and Column BB (TAXES) value (INR) will be added to the converted values.
Note on K115: gepadmin: 1. If you choose "Full Conversion" then Column BA (AMOUNT) and Column BB (TAXES) BOTH values will be convert based on selected Currency in (Column L). 2. If you choose "Partial Conversion" then Column BA (AMOUNT) only will be converted based on selected currency (Column L) and Column BB (TAXES) value (INR) will be added to the converted values.

## Macros
Please Enable Macros to View BoQ information