## BoQ1 (hidden)
Percentage BoQ
BoQ_Ver3.0 | Percentage | Normal | INR Only | INR
Select, At Par, Excess (+), Less (-) |  | IOCL
Tender Inviting Authority: The Additional Chief Engineer, W.B.P.H&.I.D.Corpn. Ltd.
Name of Work: Construction of 100 Heads Male Barrack at Islampur P.S. under Uttar Dinajpur District.
Contract No: WBPHIDCL/Add.CE/NIT- 136(e)/2018-2019 For Sl. No. 3 (1st Call)
Bidder Name :
PRICE SCHEDULE (This BOQ template must not be modified/replaced by the bidder and the same should be uploaded after filling the relevent columns, else the bidder is liable to be rejected for this tender. Bidders are allowed to enter the Bidder Name and Values only )
NUMBER # | TEXT # | TEXT # | NUMBER # | TEXT # | NUMBER | NUMBER | TEXT | TEXT # | NUMBER # | TEXT# | TEXT # | NUMBER # | NUMBER | NUMBER | NUMBER | NUMBER | TEXT | TEXT | NUMBER | NUMBER | NUMBER | NUMBER | TEXT | TEXT | NUMBER | NUMBER | NUMBER | NUMBER | TEXT | TEXT | NUMBER | NUMBER | NUMBER | NUMBER | TEXT | TEXT | NUMBER | NUMBER | NUMBER | NUMBER | TEXT | TEXT | NUMBER | NUMBER | NUMBER # | NUMBER # | TEXT | TEXT | NUMBER # | NUMBER # | DATE | NUMBER # | NUMBER # | TEXT #
Sl. No. | Item Description | Item Code / Make | Quantity | Units | Estimated Rate |  |  | Addition / Deduction | Addition / Deduction Values | Currency Convertion against each Item | Quoted Currency in INR / Other Currency | BASIC RATE In Figures To be entered by the Bidder Rs. P | Excise Duty | VAT | Freight Charges ( Unloading & Stacking) | Any Other Taxes/Duties/Levies |  |  | Other Taxes 2 | IIIrd Party i.e DGS&D / RITES etc Inspection Charges @0.34%+Service Tax | Less for Cenvat Credit,if any respect of Supplies Under full Excise Duty Category | [30 empty] | TOTAL AMOUNT With Taxes | TOTAL AMOUNT With Taxes | TOTAL AMOUNT In Words
1 | 2 | 3 | 4 | 5 | 6 | 7 | 8 | 9 | 10 | 11 | 12 | 13 | 14 | 15 | 16 | 17 | 18 | 19 | 20 | 21 | 22 | 23 | 24 | 25 | 26 | 27 | 28 | 29 | 30 | 31 | 32 | 33 | 34 | 35 | 36 | 37 | 38 | 39 | 40 | 41 | 42 | 43 | 44 | 45 | 46 | 47 | 48 | 49 | 50 | 51 | 52 | 53 | 54 | 55
1 | Civil Works | BI01010001010000000000000515BI0100001112 | [54 empty] | 1 | Construction of chamber for 100mm sluices valve | item1 | 10 | 1 Nos
2 | Earth work in excavation of foundation trenches of drains, in all sorts of soil (including mixed soil but excluding laterite or sandstone) including removing spreading or stacking the spoils with in a lead of 75m. As directed. The item includes necessary trim-ming the sides of trenches, levelling, dressing and ramming the bottom, bailing out water etc. as required complete. (a) Depth of excavation not execeeding 1,500 mm | BI01010001010000000000000515BI0100001113 | 415.4 | CuM. | 134.92 | 119.27 |  | Excess(+) | 1 | Full Conversion | INR | [40 empty] | 56045.768 | 56045.768 | INR Fifty Six Thousand &Forty Five and Paise Seventy Seven Only | 119.27 | 134.92 |  | 1.02 | Construction of chamber for 100mm sluice plates | item2 | 213 | Nos
3 | Earth work in excavation of foundation trenches of drains, in all sorts of soil (including mixed soil but excluding laterite or sandstone) including removing spreading or stacking the spoils with in a lead of 75m. As directed. The item includes necessary trim-ming the sides of trenches, levelling, dressing and ramming the bottom, bailing out water etc. as required complete. (b)Depth of excavation for additional depth beyond 1,500 mm. and upto 3,000 mm. but not requiring shoring | BI01010001010000000000000515BI0100001114 | 14.52 | CuM. | 217.62 |  |  | Excess(+) | 1 | Full Conversion | INR | [40 empty] | 3159.8424 | 3159.8424 | INR Three Thousand One Hundred & Fifty Nine and Paise Eighty Four Only | 192.38 | 217.62 |  | 2 | Construction of chamber for 100mm sluices valve | item3 | 10 | Nos
4 | Filling in foundation or plinth by silver sand in layers not exceeding 150 mm as directed and consoliding the same by through saturation with water ramming complete including the cost of supply of sand (payment to be made on measurment of finished quantity) Flooring Base | BI01010001010000000000000515BI0100001115 | 44.58 | CuM. | 551.36 |  |  | Excess(+) | 1 | Full Conversion | INR | [40 empty] | 24579.6288 | 24579.6288 | INR Twenty Four Thousand Five Hundred & Seventy Nine and Paise Sixty Three Only | 487.41 | 551.36 |  | 3 | Supplying, Conveying and fixing spls. Including ea | item4 | 10 | Nos
5 | Earth work in filling in foundation trenches or plinthwith good earth, in layers not exceeding 150 mm.including watering and ramming etc. layer by layercomplete. (Payment to be made on the basis of measurement of finished quantity of work) With carried earth arranged by the contractor within a radius exceeding 5 km. but not exceeding 10 km. including cost of carried earth. | BI01010001010000000000000515BI0100001116 | 200 | CuM. | 556.31 |  |  | Excess(+) | 1 | Full Conversion | INR | [40 empty] | 111262 | 111262 | INR One Lakh Eleven Thousand Two Hundred & Sixty One and Paise One Hundred Only | 491.79 | 556.31 |  | 1.01 | Supplying, Conveying and fixing spls. Including eart | item1 | 123.223 | Nos
6 | Single Brick Flat Soling of picked jhama bricks including ramming and dressing bed to proper level and filling joints with local sand. | BI01010001010000000000000515BI0100001117 | 152 | SqM. | 366.51 |  |  | Excess(+) | 1 | Full Conversion | INR | [40 empty] | 55709.52 | 55709.52 | INR Fifty Five Thousand Seven Hundred & Nine and Paise Fifty Two Only | 324 | 366.51 |  | 1.02 | Construction of chamber for 100mm sluice plates | item2 | 213 | Nos
7 | Ordinary Cement concrete (mix 1:2:4) with graded stone chips (20 mm nominal size) excluding shuttering and reinforcement,if any, in ground floor as per relevant IS codes. a) River bazree | BI01010001010000000000000515BI0100001118 | 15.2 | CuM. | 4979.54 |  |  | Excess(+) | 1 | Full Conversion | INR | [40 empty] | 75689.008 | 75689.008 | INR Seventy Five Thousand Six Hundred & Eighty Nine and Paise One Only | 4402 | 4979.54 |  | 2 | Construction of chamber for 100mm sluices valve | item3 | 10 | Nos
8 | Controlled Cement concrete with well graded stone chips (20 mm nominal size) excluding shuttering and reinforcement with complete design of concrete as per IS : 456 and relevantspecial publications, submission of job mix formula after preliminary mix design after testing of concrete cubes as per direction of Engineer-in charge. Consumption of cement will not be less than 300 Kg of cement with Super plasticiser per cubic meter of controlled concrete but actual consumption will be determined on the basis of preliminary test and job mix foumula. In ground floor and foundation.[using concrete mixture] (b) M 25 Grade a) N.B Variety (A) AT GROUND FLOOR | BI01010001010000000000000515BI0100001119 | 264.795 | CuM. | 7964.65 |  |  | Excess(+) | 1 | Full Conversion | INR | [40 empty] | 2108999.4967 | 2108999.4967 | INR Twenty One Lakh Eight Thousand Nine Hundred & Ninety Nine and Paise Fifty Only | 7040.89 | 7964.65 |  | 3 | Supplying, Conveying and fixing spls. Including ea | item4 | 10 | Nos
9 | Controlled Cement concrete with well graded stone chips (20 mm nominal size) excluding shuttering and reinforcement with complete design of concrete as per IS : 456 and relevantspecial publications, submission of job mix formula after preliminary mix design after testing of concrete cubes as per direction of Engineer-in charge. Consumption of cement will not be less than 300 Kg of cement with Super plasticiser per cubic meter of controlled concrete but actual consumption will be determined on the basis of preliminary test and job mix foumula. In ground floor and foundation.[using concrete mixture] (b) M 25 Grade a) N.B Variety (B) AT FIRST FLOOR | BI01010001010000000000000515BI0100001120 | 129.565 | CuM. | 8072.12 |  |  | Excess(+) | 1 | Full Conversion | INR | [40 empty] | 1045864.2278 | 1045864.2278 | INR Ten Lakh Forty Five Thousand Eight Hundred & Sixty Four and Paise Twenty Three Only | 7135.89 | 8072.12 |  | 1.01 | Supplying, Conveying and fixing spls. Including eart | item1 | 123.223 | Nos
10 | Controlled Cement concrete with well graded stone chips (20 mm nominal size) excluding shuttering and reinforcement with complete design of concrete as per IS : 456 and relevantspecial publications, submission of job mix formula after preliminary mix design after testing of concrete cubes as per direction of Engineer-in charge. Consumption of cement will not be less than 300 Kg of cement with Super plasticiser per cubic meter of controlled concrete but actual consumption will be determined on the basis of preliminary test and job mix foumula. In ground floor and foundation.[using concrete mixture] (b) M 25 Grade a) N.B Variety (C) AT MUMTY/SECOND FLOOR | BI01010001010000000000000515BI0100001121 | 9.883 | CuM. | 8179.58 |  |  | Excess(+) | 1 | Full Conversion | INR | [40 empty] | 80838.7891 | 80838.7891 | INR Eighty Thousand Eight Hundred & Thirty Eight and Paise Seventy Nine Only | 7230.89 | 8179.58 |  | 1.02 | Construction of chamber for 100mm sluice plates | item2 | 213 | Nos
11 | Hire and labour charges for shuttering with centreing and necessary staging up to 4m using approved stout props thick hard wood planks of approved thickness with required bracing for concrete slabs, beams, columns, linteles curved or straight including fitting, fixing and striking out after complition of works upto roof og GF (c)Steel shuttering or 9 to 12 mm thick approved quality ply board shuttering in any concrete work (A) AT GROUND FLOOR | BI01010001010000000000000515BI0100001122 | 1750.98 | SqM. | 410.63 |  |  | Excess(+) | 1 | Full Conversion | INR | [40 empty] | 719004.9174 | 719004.9174 | INR Seven Lakh Nineteen Thousand &Four and Paise Ninety Two Only | 363 | 410.63 |  | 2 | Construction of chamber for 100mm sluices valve | item3 | 10 | Nos
12 | Hire and labour charges for shuttering with centreing and necessary staging up to 4m using approved stout props thick hard wood planks of approved thickness with required bracing for concrete slabs, beams, columns, linteles curved or straight including fitting, fixing and striking out after complition of works upto roof og GF (c)Steel shuttering or 9 to 12 mm thick approved quality ply board shuttering in any concrete work (B) AT FIRST FLOOR | BI01010001010000000000000515BI0100001123 | 1202.73 | SqM. | 430.99 |  |  | Excess(+) | 1 | Full Conversion | INR | [40 empty] | 518364.6027 | 518364.6027 | INR Five Lakh Eighteen Thousand Three Hundred & Sixty Four and Paise Sixty Only | 381 | 430.99 |  | 1.01 | Supplying, Conveying and fixing spls. Including eart | item1 | 123.223 | Nos
13 | Hire and labour charges for shuttering with centreing and necessary staging up to 4m using approved stout props thick hard wood planks of approved thickness with required bracing for concrete slabs, beams, columns, linteles curved or straight including fitting, fixing and striking out after complition of works upto roof og GF (c)Steel shuttering or 9 to 12 mm thick approved quality ply board shuttering in any concrete work (C) AT MUMTY/SECOND FLOOR | BI01010001010000000000000515BI0100001124 | 86.293 | CuM. | 451.35 |  |  | Excess(+) | 1 | Full Conversion | INR | [40 empty] | 38948.3456 | 38948.3456 | INR Thirty Eight Thousand Nine Hundred & Forty Eight and Paise Thirty Five Only | 399 | 451.35 |  | 1.02 | Construction of chamber for 100mm sluice plates | item2 | 213 | Nos
14 | Reinforcement for reinforced concrete work in all sorts structure including distribution bars, stirrups, binders etc. including of rods initial straightening and removal of loose rust (if necessary), cutting to requisite length , hooking and bending with 16 gauge black annealed wire at every inter section, complete as per drawing and direction. (a) For works in foundation, basement and upto roof of ground floor/upto 4 m (i) Tor steel/Mild Steel I. SAIL/ TATA/RINL (A) AT GROUND FLOOR | BI01010001010000000000000515BI0100001125 | 32.209 | M.T. | 83418.08 |  |  | Excess(+) | 1 | Full Conversion | INR | [40 empty] | 2686812.9387 | 2686812.9387 | INR Twenty Six Lakh Eighty Six Thousand Eight Hundred & Twelve and Paise Ninety Four Only | 73743 | 83418.08 |  | 2 | Construction of chamber for 100mm sluices valve | item3 | 10 | Nos
15 | Reinforcement for reinforced concrete work in all sorts structure including distribution bars, stirrups, binders etc. including of rods initial straightening and removal of loose rust (if necessary), cutting to requisite length , hooking and bending with 16 gauge black annealed wire at every inter section, complete as per drawing and direction. (a) For works in foundation, basement and upto roof of ground floor/upto 4 m (i) Tor steel/Mild Steel I. SAIL/ TATA/RINL (B) AT FIRST FLOOR | BI01010001010000000000000515BI0100001126 | 15.765 | M.T. | 83904.5 |  |  | Excess(+) | 1 | Full Conversion | INR | [40 empty] | 1322754.4425 | 1322754.4425 | INR Thirteen Lakh Twenty Two Thousand Seven Hundred & Fifty Four and Paise Forty Four Only | 74173 | 83904.5 |  | 3 | Supplying, Conveying and fixing spls. Including ea | item4 | 10 | Nos
16 | Reinforcement for reinforced concrete work in all sorts structure including distribution bars, stirrups, binders etc. including of rods initial straightening and removal of loose rust (if necessary), cutting to requisite length , hooking and bending with 16 gauge black annealed wire at every inter section, complete as per drawing and direction. (a) For works in foundation, basement and upto roof of ground floor/upto 4 m (i) Tor steel/Mild Steel I. SAIL/ TATA/RINL (C) At MUMTY/SECOND FLOOR | BI01010001010000000000000515BI0100001127 | 1.164 | M.T. | 84390.91 |  |  | Excess(+) | 1 | Full Conversion | INR | [40 empty] | 98231.0192 | 98231.0192 | INR Ninety Eight Thousand Two Hundred & Thirty One and Paise Two Only | 74603 | 84390.91
17 | Brick work with 1st class bricks in cement mortar (1:4) (a) In foundation and plinth | BI01010001010000000000000515BI0100001128 | 103.75 | CuM. | 5929.75 |  |  | Excess(+) | 1 | Full Conversion | INR | [40 empty] | 615211.5625 | 615211.5625 | INR Six Lakh Fifteen Thousand Two Hundred & Eleven and Paise Fifty Six Only | 5242 | 5929.75
18 | Brick work with 1st class bricks in cement mortar (1:4) (b) In superstructure, ground floor | BI01010001010000000000000515BI0100001129 | 181.5 | CuM. | 6182.01 |  |  | Excess(+) | 1 | Full Conversion | INR | [40 empty] | 1122034.815 | 1122034.815 | INR Eleven Lakh Twenty Two Thousand &Thirty Four and Paise Eighty One Only | 5465 | 6182.01
19 | Brick work with 1st class bricks in cement mortar (1:4) (b) In superstructure, first floor | BI01010001010000000000000515BI0100001130 | 181.5 | CuM. | 6307.57 |  |  | Excess(+) | 1 | Full Conversion | INR | [40 empty] | 1144823.955 | 1144823.955 | INR Eleven Lakh Forty Four Thousand Eight Hundred & Twenty Three and Paise Ninety Five Only | 5576 | 6307.57
20 | Brick work with 1st class bricks in cement mortar (1:4) (b) In superstructure, mumpty/ second floor | BI01010001010000000000000515BI0100001131 | 12.15 | CuM. | 6433.13 |  |  | Excess(+) | 1 | Full Conversion | INR | [40 empty] | 78162.5295 | 78162.5295 | INR Seventy Eight Thousand One Hundred & Sixty Two and Paise Fifty Three Only | 5687 | 6433.13
21 | 125 mm. thick brick work with 1st class bricks in cement mortar (1:4) in (A) AT GROUND FLOOR | BI01010001010000000000000515BI0100001132 | 99 | SqM | 771.48 |  |  | Excess(+) | 1 | Full Conversion | INR | [40 empty] | 76376.52 | 76376.52 | INR Seventy Six Thousand Three Hundred & Seventy Six and Paise Fifty Two Only | 682 | 771.48
22 | 125 mm. thick brick work with 1st class bricks in cement mortar (1:4) in (B) AT FIRST FLOOR | BI01010001010000000000000515BI0100001133 | 99 | SqM | 785.05 |  |  | Excess(+) | 1 | Full Conversion | INR | [40 empty] | 77719.95 | 77719.95 | INR Seventy Seven Thousand Seven Hundred & Nineteen and Paise Ninety Five Only | 694 | 785.05
23 | Applying 2 coats of bonding agent with synthetic multifunctional rubber emulsion having adhesive and water proofing properties by mixing with water in proportion (1 bonding agent : 4 water : 6 cement) as per Manufacturer's specification. For Water Proofing at roof | BI01010001010000000000000515BI0100001134 | 392.813 | SqM | 99.55 |  |  | Excess(+) | 1 | Full Conversion | INR | [40 empty] | 39104.5341 | 39104.5341 | INR Thirty Nine Thousand One Hundred & Four and Paise Fifty Three Only | 88 | 99.55
24 | 25mm. thick damp proof course with cement concrete with stone chips (1:1.5:3) [with graded stone aggregate 10 mm nominal size] and admixture of water proofing compound as per manufacturer's specification followed by two coat of polymer based paint, (1st coat after 4 to 5 days of concrete laying and 2 nd coat just before brick masonry work) as directed (cost of water proofing compound & polymer based paint to be paid separately).( Chequering not required over concrete or painted surface). [Note: - Waterproofing as per item NO 9, polymer based paint as per item 8 (a) of Section (C). | BI01010001010000000000000515BI0100001135 | 392.869 | SqM | 233.03 |  |  | Excess(+) | 1 | Full Conversion | INR | [40 empty] | 91550.2631 | 91550.2631 | INR Ninety One Thousand Five Hundred & Fifty and Paise Twenty Six Only | 206 | 233.03
25 | Supplying and laying Polythene Sheet (150gm / sq.m.) over damp proof course or below flooring or roof terracing or in foundation or in foundation trenches. | BI01010001010000000000000515BI0100001136 | 392.869 | SqM | 27.15 |  |  | Excess(+) | 1 | Full Conversion | INR | [40 empty] | 10666.3934 | 10666.3934 | INR Ten Thousand Six Hundred & Sixty Six and Paise Thirty Nine Only | 24 | 27.15
26 | 18 mm. to 22 mm. thick, kota stone slab set in 20 mm thick (avg) cement mortar (1:4) in floor, stair & lobby including pointing in cement slurry with admixture of pigment matching the stone shade, including grinding & polishing as per direction of Engineer - in - charge to match with the existing work. [Slurry for bedding @ 4.4 kg/Sq.m and pointing @2.0 kg/Sq.m] (A) AT GROUND FLOOR | BI01010001010000000000000515BI0100001137 | 341.306 | SqM | 1150.43 |  |  | Excess(+) | 1 | Full Conversion | INR | [40 empty] | 392648.6616 | 392648.6616 | INR Three Lakh Ninety Two Thousand Six Hundred & Forty Eight and Paise Sixty Six Only | 1017 | 1150.43
27 | 18 mm. to 22 mm. thick, kota stone slab set in 20 mm thick (avg) cement mortar (1:4) in floor, stair & lobby including pointing in cement slurry with admixture of pigment matching the stone shade, including grinding & polishing as per direction of Engineer - in - charge to match with the existing work. [Slurry for bedding @ 4.4 kg/Sq.m and pointing @2.0 kg/Sq.m] (B) AT FIRST FLOOR | BI01010001010000000000000515BI0100001138 | 341.306 | SqM | 1164 |  |  | Excess(+) | 1 | Full Conversion | INR | [40 empty] | 397280.184 | 397280.184 | INR Three Lakh Ninety Seven Thousand Two Hundred & Eighty and Paise Eighteen Only | 1029 | 1164
28 | Extra cost of labour for pre finish and pre moulded nosing to treads of steps,railing,window sil etc of kota stone. | BI01010001010000000000000515BI0100001139 | 636 | Rm | 253.39 |  |  | Excess(+) | 1 | Full Conversion | INR | [40 empty] | 161156.04 | 161156.04 | INR One Lakh Sixty One Thousand One Hundred & Fifty Six and Paise Four Only | 224 | 253.39
29 | Supplying, fitting and fixing 18 mm. to 22mm. thick kota stone slab in wall, dado in 15mm thick [avg] cement mortar (1:3) includingmaking suitable arrangement to hold thestone properly by brass / copper hooksincluding pointing in cement mortar (1:2) (1cement : 2 marble dust) with admixture ofpigments matching the stone shadeincluding grinding and polishing all completeas per direction of Engineer-in-charge including cost of materials, labour, scaffolding, staging, curing complete.[Using cement slurry for bedding @4.4 kg/Sq.m and for jointing @1.8 kg/Sq.m] (A) AT GROUND FLOOR | BI01010001010000000000000515BI0100001140 | 183 | SqM | 1306.54 |  |  | Excess(+) | 1 | Full Conversion | INR | [40 empty] | 239096.82 | 239096.82 | INR Two Lakh Thirty Nine Thousand &Ninety Six and Paise Eighty Two Only | 1155 | 1306.54
30 | Supplying, fitting and fixing 18 mm. to 22mm. thick kota stone slab in wall, dado in 15mm thick [avg] cement mortar (1:3) includingmaking suitable arrangement to hold thestone properly by brass / copper hooksincluding pointing in cement mortar (1:2) (1cement : 2 marble dust) with admixture ofpigments matching the stone shadeincluding grinding and polishing all completeas per direction of Engineer-in-charge including cost of materials, labour, scaffolding, staging, curing complete.[Using cement slurry for bedding @4.4 kg/Sq.m and for jointing @1.8 kg/Sq.m] (B) AT FIRST FLOOR | BI01010001010000000000000515BI0100001141 | 183 | SqM | 1320.11 |  |  | Excess(+) | 1 | Full Conversion | INR | [40 empty] | 241580.13 | 241580.13 | INR Two Lakh Forty One Thousand Five Hundred & Eighty and Paise Thirteen Only | 1167 | 1320.11
31 | Supplying, fitting & fixing 1st quality Ceramic tiles in walls and floors to match with the existing work & 4 nos. of key stones (10mm) fixed with araldite at the back of each tile & finishing the joints with white cement mixed with colouring oxide if required to match the colour of tiles including roughening of concrete surface, if necessary or by synthetic adhesive & grout materials etc. .(A) Floor With Sand Cement Mortar (1:3) 15 mm thick & 2 mm thick cement slurry at back side of tiles using cement @ 2.91 Kg/Sq.m & joint filling using white cement slurry @ 0.20kg/Sq.m (b) Area of each tile upto 0.09 Sq.m (i) Other than Coloured decorative including white (A) AT GROUND FLOOR | BI01010001010000000000000515BI0100001142 | 64.764 | SqM | 797.5 |  |  | Excess(+) | 1 | Full Conversion | INR | [40 empty] | 51649.29 | 51649.29 | INR Fifty One Thousand Six Hundred & Forty Nine and Paise Twenty Nine Only | 705 | 797.5
32 | Supplying, fitting & fixing 1st quality Ceramic tiles in walls and floors to match with the existing work & 4 nos. of key stones (10mm) fixed with araldite at the back of each tile & finishing the joints with white cement mixed with colouring oxide if required to match the colour of tiles including roughening of concrete surface, if necessary or by synthetic adhesive & grout materials etc. .(A) Floor With Sand Cement Mortar (1:3) 15 mm thick & 2 mm thick cement slurry at back side of tiles using cement @ 2.91 Kg/Sq.m & joint filling using white cement slurry @ 0.20kg/Sq.m (b) Area of each tile upto 0.09 Sq.m (i) Other than Coloured decorative including white (B) AT FIRST FLOOR | BI01010001010000000000000515BI0100001143 | 64.764 | SqM | 803.15 |  |  | Excess(+) | 1 | Full Conversion | INR | [40 empty] | 52015.2066 | 52015.2066 | INR Fifty Two Thousand &Fifteen and Paise Twenty One Only | 710 | 803.15
33 | Supplying, fitting & fixing 1st quality Ceramic tiles in walls and floors to match with the existing work & 4 nos. of key stones (10mm) fixed with araldite at the back of each tile & finishing the joints with white cement mixed with colouring oxide if required to match the colour of tiles including roughening of concrete surface, if necessary or by synthetic adhesive & grout materials etc. (B) Wall With Sand Cement Mortar (1:3) 15 mm thick & 2 mm thick cement slurry at back side of tiles using cement @ 2.91 Kg/Sq.m & joint filling using white cement slurry @ 0.20kg/Sq.m (b) Area of each tile upto 0.09 Sq.m (i) Other than Coloured decorative including white (A) AT GROUND FLOOR | BI01010001010000000000000515BI0100001144 | 270 | SqM | 800.89 |  |  | Excess(+) | 1 | Full Conversion | INR | [40 empty] | 216240.3 | 216240.3 | INR Two Lakh Sixteen Thousand Two Hundred & Forty and Paise Thirty Only | 708 | 800.89
34 | Supplying, fitting & fixing 1st quality Ceramic tiles in walls and floors to match with the existing work & 4 nos. of key stones (10mm) fixed with araldite at the back of each tile & finishing the joints with white cement mixed with colouring oxide if required to match the colour of tiles including roughening of concrete surface, if necessary or by synthetic adhesive & grout materials etc. (B) Wall With Sand Cement Mortar (1:3) 15 mm thick & 2 mm thick cement slurry at back side of tiles using cement @ 2.91 Kg/Sq.m & joint filling using white cement slurry @ 0.20kg/Sq.m (b) Area of each tile upto 0.09 Sq.m (i) Other than Coloured decorative including white (B) AT FIRST FLOOR | BI01010001010000000000000515BI0100001145 | 270 | SqM | 806.55 |  |  | Excess(+) | 1 | Full Conversion | INR | [40 empty] | 217768.5 | 217768.5 | INR Two Lakh Seventeen Thousand Seven Hundred & Sixty Eight and Paise Fifty Only | 713 | 806.55
35 | Wood work in door and window frame fitted and fixed in position complete including a protective coat of painting at the contact surface of the frame exluding cost of concrete, Iron Butt Hinges and M.S clamps. (The quantum should be correted upto three decimals). Sal:Local (A) AT GROUND FLOOR | BI01010001010000000000000515BI0100001146 | 0.405 | CuM. | 81341.2 |  |  | Excess(+) | 1 | Full Conversion | INR | [40 empty] | 32943.186 | 32943.186 | INR Thirty Two Thousand Nine Hundred & Forty Three and Paise Nineteen Only | 71907 | 81341.2
36 | Wood work in door and window frame fitted and fixed in position complete including a protective coat of painting at the contact surface of the frame exluding cost of concrete, Iron Butt Hinges and M.S clamps. (The quantum should be correted upto three decimals). Sal:Local (B) AT FIRST FLOOR | BI01010001010000000000000515BI0100001147 | 0.405 | CuM. | 81567.44 |  |  | Excess(+) | 1 | Full Conversion | INR | [40 empty] | 33034.8132 | 33034.8132 | INR Thirty Three Thousand &Thirty Four and Paise Eighty One Only | 72107 | 81567.44
37 | Supplying solid flush type doors of commercial quality, the timber frame consisting of top and bottom rails and side styles of well seasoned timber 65mm wide each and the entire frame fitted with 37.5mm wide battens places both ways in order to make the door of solid core and internal lipping with Garjan or similar wood veneers using phenol formaldehyde as glue etc. complete, including fitting, fixing shutters in position but excluding the cost of hinges and other fittings in ground floor.(a) 35 mm thick shutters (single leaf) (A) AT GROUND FLOOR | BI01010001010000000000000515BI0100001148 | 25.2 | SqM | 3007.86 |  |  | Excess(+) | 1 | Full Conversion | INR | [40 empty] | 75798.072 | 75798.072 | INR Seventy Five Thousand Seven Hundred & Ninety Eight and Paise Seven Only | 2659 | 3007.86
38 | Supplying solid flush type doors of commercial quality, the timber frame consisting of top and bottom rails and side styles of well seasoned timber 65mm wide each and the entire frame fitted with 37.5mm wide battens places both ways in order to make the door of solid core and internal lipping with Garjan or similar wood veneers using phenol formaldehyde as glue etc. complete, including fitting, fixing shutters in position but excluding the cost of hinges and other fittings in ground floor.(a) 35 mm thick shutters (single leaf) (B) AT FIRST FLOOR | BI01010001010000000000000515BI0100001149 | 25.2 | SqM | 3023.7 |  |  | Excess(+) | 1 | Full Conversion | INR | [40 empty] | 76197.24 | 76197.24 | INR Seventy Six Thousand One Hundred & Ninety Seven and Paise Twenty Four Only | 2673 | 3023.7
39 | Supplying, fitting & fixing fibre reinforced polymer (FRP) Composite door shutters as per approved design with glass fibre reinforced plastic moulded skins and a special sandwich core, so as to impart monolitaheic composite structure as per approved technology of Department of Science and Technology (DST) to satisfy IS:4020 door testing performance criteria. (ii) 32 mm thick (A) AT GROUND FLOOR | BI01010001010000000000000515BI0100001150 | 48 | SqM | 3125.51 |  |  | Excess(+) | 1 | Full Conversion | INR | [40 empty] | 150024.48 | 150024.48 | INR One Lakh Fifty Thousand &Twenty Four and Paise Forty Eight Only | 2763 | 3125.51
40 | Supplying, fitting & fixing fibre reinforced polymer (FRP) Composite door shutters as per approved design with glass fibre reinforced plastic moulded skins and a special sandwich core, so as to impart monolitaheic composite structure as per approved technology of Department of Science and Technology (DST) to satisfy IS:4020 door testing performance criteria. (ii) 32 mm thick (B) AT FIRST FLOOR | BI01010001010000000000000515BI0100001151 | 48 | SqM | 3141.34 |  |  | Excess(+) | 1 | Full Conversion | INR | [40 empty] | 150784.32 | 150784.32 | INR One Lakh Fifty Thousand Seven Hundred & Eighty Four and Paise Thirty Two Only | 2777 | 3141.34
41 | Supplying, fitting and fixing fibre reinforced polymer (FRP) Composite door frame as per approved section with glass fibre reinforced plastic moulded skins and a special sandwich core, so as to impart monolitaheic composite structure as per approved technology of Department of Science and Technology (DST) to safisfy IS: 4020 door testing performance criteria. (ii) 66mm x 90mm (A) AT GROUND FLOOR | BI01010001010000000000000515BI0100001152 | 104 | Mtr. | 562.21 |  |  | Excess(+) | 1 | Full Conversion | INR | [40 empty] | 58469.84 | 58469.84 | INR Fifty Eight Thousand Four Hundred & Sixty Nine and Paise Eighty Four Only | 497 | 562.21
42 | Supplying, fitting and fixing fibre reinforced polymer (FRP) Composite door frame as per approved section with glass fibre reinforced plastic moulded skins and a special sandwich core, so as to impart monolitaheic composite structure as per approved technology of Department of Science and Technology (DST) to safisfy IS: 4020 door testing performance criteria. (ii) 66mm x 90mm (B) AT FIRST FLOOR | BI01010001010000000000000515BI0100001153 | 104 | Mtr. | 562.21 |  |  | Excess(+) | 1 | Full Conversion | INR | [40 empty] | 58469.84 | 58469.84 | INR Fifty Eight Thousand Four Hundred & Sixty Nine and Paise Eighty Four Only | 497 | 562.21
43 | Supplying, fitting and fixing M.S. clamps for door and window frame made of flat bent bar, end bifurcated with necessary screws etc. by cement concrete(1:2:4) as per direction. (Cost of concrete will be paid separately). 40mm X 6mm, 250mm Length | BI01010001010000000000000515BI0100001154 | 240 | Each | 32.8 |  |  | Excess(+) | 1 | Full Conversion | INR | [40 empty] | 7872 | 7872 | INR Seven Thousand Eight Hundred & Seventy One and Paise One Hundred Only | 29 | 32.8
44 | Iron butt hinges of approved quality fitted and fixed with steel screws, with ISI mark 100mm X 50mm X 1.25mm | BI01010001010000000000000515BI0100001155 | 240 | Each | 48.64 |  |  | Excess(+) | 1 | Full Conversion | INR | [40 empty] | 11673.6 | 11673.6 | INR Eleven Thousand Six Hundred & Seventy Three and Paise Sixty Only | 43 | 48.64
45 | Iron hasp bolt of approved quality fitted and fixed complete (oxidised) with 16mm dia rod with centre bolt and round fitting. 300mm long. | BI01010001010000000000000515BI0100001156 | 44 | Each | 187.78 |  |  | Excess(+) | 1 | Full Conversion | INR | [40 empty] | 8262.32 | 8262.32 | INR Eight Thousand Two Hundred & Sixty Two and Paise Thirty Two Only | 166 | 187.78
46 | Anodised aluminium barrel / tower /socket bolt (full covered) of approved manufractured from extructed section conforming to I.S. 204/74 fitted with cadmium plated screws. 200mm long x 10mm dia. bolt. | BI01010001010000000000000515BI0100001157 | 24 | Each | 88.23 |  |  | Excess(+) | 1 | Full Conversion | INR | [40 empty] | 2117.52 | 2117.52 | INR Two Thousand One Hundred & Seventeen and Paise Fifty Two Only | 78 | 88.23
47 | Labour for Chipping of concrete surface before taking up Plastering work. | BI01010001010000000000000515BI0100001158 | 2745 | Sqm | 23.76 |  |  | Excess(+) | 1 | Full Conversion | INR | [40 empty] | 65221.2 | 65221.2 | INR Sixty Five Thousand Two Hundred & Twenty One and Paise Twenty Only | 21 | 23.76
48 | Plaster (to wall, floor, ceiling etc.) with sand and cement mortar including rounding off or chamfering corners as directed and raking out joints including throating, nosing and drip course, scaffolding/staging where necessary (Ground floor).[Excluding cost of chipping over concrete surface. (ii) With 1:4 cement mortar ,b) 10 mm thick plaster. Ceiling Plaster (A) AT GROUND FLOOR | BI01010001010000000000000515BI0100001159 | 350 | SqM | 145.92 |  |  | Excess(+) | 1 | Full Conversion | INR | [40 empty] | 51072 | 51072 | INR Fifty One Thousand &Seventy One and Paise One Hundred Only | 129 | 145.92
49 | Plaster (to wall, floor, ceiling etc.) with sand and cement mortar including rounding off or chamfering corners as directed and raking out joints including throating, nosing and drip course, scaffolding/staging where necessary (Ground floor).[Excluding cost of chipping over concrete surface. (ii) With 1:4 cement mortar ,b) 10 mm thick plaster. Ceiling Plaster (B) AT FIRST FLOOR | BI01010001010000000000000515BI0100001160 | 350 | SqM | 150.45 |  |  | Excess(+) | 1 | Full Conversion | INR | [40 empty] | 52657.5 | 52657.5 | INR Fifty Two Thousand Six Hundred & Fifty Seven and Paise Fifty Only | 133 | 150.45
50 | Plaster (to wall, floor, ceiling etc.) with sand and cement mortar including rounding off or chamfering corners as directed and raking out joints including throating, nosing and drip course, scaffolding/staging where necessary (Ground floor).[Excluding cost of chipping over concrete surface. (ii) With 1:4 cement mortar ,b) 10 mm thick plaster. Ceiling Plaster (C) MUMTY/SECOND FLOOR | BI01010001010000000000000515BI0100001161 | 21.844 | SqM | 154.97 |  |  | Excess(+) | 1 | Full Conversion | INR | [40 empty] | 3385.1647 | 3385.1647 | INR Three Thousand Three Hundred & Eighty Five and Paise Sixteen Only | 137 | 154.97
51 | Plaster (to wall, floor, ceiling etc.) with sand and cement mortar including rounding off or chamfering corners as directed and raking out joints including throating, nosing and drip course, scaffolding/staging where necessary (Ground floor).[Excluding cost of chipping over concrete surface. With 1:4 cement mortar b) 15mm thick plaster INSIDE (A) AT GROUND FLOOR | BI01010001010000000000000515BI0100001162 | 1624.821 | SqM | 182.12 |  |  | Excess(+) | 1 | Full Conversion | INR | [40 empty] | 295912.4005 | 295912.4005 | INR Two Lakh Ninety Five Thousand Nine Hundred & Twelve and Paise Forty Only | 161 | 182.12
52 | Plaster (to wall, floor, ceiling etc.) with sand and cement mortar including rounding off or chamfering corners as directed and raking out joints including throating, nosing and drip course, scaffolding/staging where necessary (Ground floor).[Excluding cost of chipping over concrete surface. With 1:4 cement mortar b) 15mm thick plaster INSIDE (B) AT FIRST FLOOR | BI01010001010000000000000515BI0100001163 | 1349.321 | SqM | 186.65 |  |  | Excess(+) | 1 | Full Conversion | INR | [40 empty] | 251850.7646 | 251850.7646 | INR Two Lakh Fifty One Thousand Eight Hundred & Fifty and Paise Seventy Six Only | 165 | 186.65
53 | Plaster (to wall, floor, ceiling etc.) with sand and cement mortar including rounding off or chamfering corners as directed and raking out joints including throating, nosing and drip course, scaffolding/staging where necessary (Ground floor).[Excluding cost of chipping over concrete surface. With 1:4 cement mortar b) 15mm thick plaster INSIDE (C) MUMTY/SECOND FLOOR | BI01010001010000000000000515BI0100001164 | 48.6 | SqM | 191.17 |  |  | Excess(+) | 1 | Full Conversion | INR | [40 empty] | 9290.862 | 9290.862 | INR Nine Thousand Two Hundred & Ninety and Paise Eighty Six Only | 169 | 191.17
54 | Plaster (to wall, floor, ceiling etc.) with sand and cement mortar including rounding off or chamfering corners as directed and raking out joints including throating, nosing and drip course, scaffolding/staging where necessary (Ground floor).[Excluding cost of chipping over concrete surface. With 1:6 cement mortar a) 20mm thick plaster OUTSIDE (A) AT GROUND FLOOR | BI01010001010000000000000515BI0100001165 | 389.558 | SqM | 187.78 |  |  | Excess(+) | 1 | Full Conversion | INR | [40 empty] | 73151.2012 | 73151.2012 | INR Seventy Three Thousand One Hundred & Fifty One and Paise Twenty Only | 166 | 187.78
55 | Plaster (to wall, floor, ceiling etc.) with sand and cement mortar including rounding off or chamfering corners as directed and raking out joints including throating, nosing and drip course, scaffolding/staging where necessary (Ground floor).[Excluding cost of chipping over concrete surface. With 1:6 cement mortar a) 20mm thick plaster OUTSIDE (B) AT FIRST FLOOR | BI01010001010000000000000515BI0100001166 | 306.082 | SqM | 192.3 |  |  | Excess(+) | 1 | Full Conversion | INR | [40 empty] | 58859.5686 | 58859.5686 | INR Fifty Eight Thousand Eight Hundred & Fifty Nine and Paise Fifty Seven Only | 170 | 192.3
56 | Plaster (to wall, floor, ceiling etc.) with sand and cement mortar including rounding off or chamfering corners as directed and raking out joints including throating, nosing and drip course, scaffolding/staging where necessary (Ground floor).[Excluding cost of chipping over concrete surface. With 1:6 cement mortar a) 20mm thick plaster OUTSIDE (C) MUMTY/SECOND FLOOR | BI01010001010000000000000515BI0100001167 | 271.2 | SqM | 196.83 |  |  | Excess(+) | 1 | Full Conversion | INR | [40 empty] | 53380.296 | 53380.296 | INR Fifty Three Thousand Three Hundred & Eighty and Paise Thirty Only | 174 | 196.83
57 | Neat cement punning about 1.5mm thick in wall,dado,window sill,floor etc. NOTE:Cement 0.152 cu.m per100 sq.m. | BI01010001010000000000000515BI0100001168 | 83.475 | SqM | 38.46 |  |  | Excess(+) | 1 | Full Conversion | INR | [40 empty] | 3210.4485 | 3210.4485 | INR Three Thousand Two Hundred & Ten and Paise Forty Five Only | 34 | 38.46
58 | Colour washing with "ELLA" with a coat of white wash primingincluding cleaning and smoothening surface thoroughly : Internal (all floors) Two Coat (A) AT GROUND FLOOR | BI01010001010000000000000515BI0100001169 | 1974.821 | SqM | 24.35 |  |  | Excess(+) | 1 | Full Conversion | INR | [40 empty] | 48086.8913 | 48086.8913 | INR Forty Eight Thousand &Eighty Six and Paise Eighty Nine Only | 21.53 | 24.35
59 | Colour washing with "ELLA" with a coat of white wash primingincluding cleaning and smoothening surface thoroughly : Internal (all floors) Two Coat (B) AT FIRST FLOOR | BI01010001010000000000000515BI0100001170 | 1699.321 | SqM | 24.35 |  |  | Excess(+) | 1 | Full Conversion | INR | [40 empty] | 41378.4664 | 41378.4664 | INR Forty One Thousand Three Hundred & Seventy Eight and Paise Forty Seven Only | 21.53 | 24.35
60 | Colour washing with "ELLA" with a coat of white wash primingincluding cleaning and smoothening surface thoroughly : Internal (all floors) Two Coat (C) MUMTY/SECOND FLOOR | BI01010001010000000000000515BI0100001171 | 70.444 | SqM | 24.35 |  |  | Excess(+) | 1 | Full Conversion | INR | [40 empty] | 1715.3114 | 1715.3114 | INR One Thousand Seven Hundred & Fifteen and Paise Thirty One Only | 21.53 | 24.35
61 | Applying Exterior grade Acrylic primer of approved quality and brand on plastered or cencrete surface old or new surface to receive decorative textured(matt finish) or smooth finish acrylic exterior emulsion paint including scraping and preparing the surface throughly, complete as per manufacturer's specification and as per direction of the EIC.[This item to be done under specific instruction of the Superintending Engineer] (b) Two Coats (A) AT GROUND FLOOR | BI01010001010000000000000515BI0100001172 | 389.558 | SqM | 51.02 |  |  | Excess(+) | 1 | Full Conversion | INR | [40 empty] | 19875.2492 | 19875.2492 | INR Nineteen Thousand Eight Hundred & Seventy Five and Paise Twenty Five Only | 45.1 | 51.02
62 | Applying Exterior grade Acrylic primer of approved quality and brand on plastered or cencrete surface old or new surface to receive decorative textured(matt finish) or smooth finish acrylic exterior emulsion paint including scraping and preparing the surface throughly, complete as per manufacturer's specification and as per direction of the EIC.[This item to be done under specific instruction of the Superintending Engineer] (b) Two Coats (B) AT FIRST FLOOR | BI01010001010000000000000515BI0100001173 | 306.082 | SqM | 51.82 |  |  | Excess(+) | 1 | Full Conversion | INR | [40 empty] | 15861.1692 | 15861.1692 | INR Fifteen Thousand Eight Hundred & Sixty One and Paise Seventeen Only | 45.81 | 51.82
63 | Applying Exterior grade Acrylic primer of approved quality and brand on plastered or cencrete surface old or new surface to receive decorative textured(matt finish) or smooth finish acrylic exterior emulsion paint including scraping and preparing the surface throughly, complete as per manufacturer's specification and as per direction of the EIC.[This item to be done under specific instruction of the Superintending Engineer] (b) Two Coats (C) MUMTY/SECOND FLOOR | BI01010001010000000000000515BI0100001174 | 271.2 | SqM | 52.62 |  |  | Excess(+) | 1 | Full Conversion | INR | [40 empty] | 14270.544 | 14270.544 | INR Fourteen Thousand Two Hundred & Seventy and Paise Fifty Four Only | 46.52 | 52.62
64 | Protective and Decorative Acrylic exterior emulsion paint of approved quality, as per manufacturer's specification and as per direction of EIC to be applied over acrylic primer as required. The rate includes cost of material, labour, scaffolding and all incidental charges but excluding the cost of primer. The items to be selected only with written permission of Superintending Engineer for very resticted and small areas of a building b) Premium 100% Acrylic Emulsion (A) AT GROUND FLOOR | BI01010001010000000000000515BI0100001175 | 389.558 | SqM | 95.02 |  |  | Excess(+) | 1 | Full Conversion | INR | [40 empty] | 37015.8012 | 37015.8012 | INR Thirty Seven Thousand &Fifteen and Paise Eighty Only | 84 | 95.02
65 | Protective and Decorative Acrylic exterior emulsion paint of approved quality, as per manufacturer's specification and as per direction of EIC to be applied over acrylic primer as required. The rate includes cost of material, labour, scaffolding and all incidental charges but excluding the cost of primer. The items to be selected only with written permission of Superintending Engineer for very resticted and small areas of a building b) Premium 100% Acrylic Emulsion (B) AT FIRST FLOOR | BI01010001010000000000000515BI0100001176 | 306.082 | SqM | 95.82 |  |  | Excess(+) | 1 | Full Conversion | INR | [40 empty] | 29328.7772 | 29328.7772 | INR Twenty Nine Thousand Three Hundred & Twenty Eight and Paise Seventy Eight Only | 84.71 | 95.82
66 | Protective and Decorative Acrylic exterior emulsion paint of approved quality, as per manufacturer's specification and as per direction of EIC to be applied over acrylic primer as required. The rate includes cost of material, labour, scaffolding and all incidental charges but excluding the cost of primer. The items to be selected only with written permission of Superintending Engineer for very resticted and small areas of a building b) Premium 100% Acrylic Emulsion (C) MUMTY/SECOND FLOOR | BI01010001010000000000000515BI0100001177 | 271.2 | SqM | 96.63 |  |  | Excess(+) | 1 | Full Conversion | INR | [40 empty] | 26206.056 | 26206.056 | INR Twenty Six Thousand Two Hundred & Six and Paise Six Only | 85.42 | 96.63
67 | Priming one coat on timber or plastered surface with synthetic oil bound primer of approved quality including smoothening surfaces by sand papering etc. (A) AT GROUND FLOOR | BI01010001010000000000000515BI0100001178 | 100.8 | SqM | 42.99 |  |  | Excess(+) | 1 | Full Conversion | INR | [40 empty] | 4333.392 | 4333.392 | INR Four Thousand Three Hundred & Thirty Three and Paise Thirty Nine Only | 38 | 42.99
68 | Priming one coat on timber or plastered surface with synthetic oil bound primer of approved quality including smoothening surfaces by sand papering etc. (B) AT FIRST FLOOR | BI01010001010000000000000515BI0100001179 | 100.8 | SqM | 42.99 |  |  | Excess(+) | 1 | Full Conversion | INR | [40 empty] | 4333.392 | 4333.392 | INR Four Thousand Three Hundred & Thirty Three and Paise Thirty Nine Only | 38 | 42.99
69 | Painting with best quality synthetic enamel paint of approved make and brand including smoothening surface by sand papering etc. including using of approved putty etc. on the surface, if necessary :(a) On timber or plastered surface. With super gloss (hi-gloss) -(iv) Two coats (with any shade except white) (A) AT GROUND FLOOR | BI01010001010000000000000515BI0100001180 | 100.8 | SqM | 91.63 |  |  | Excess(+) | 1 | Full Conversion | INR | [40 empty] | 9236.304 | 9236.304 | INR Nine Thousand Two Hundred & Thirty Six and Paise Thirty Only | 81 | 91.63
70 | Painting with best quality synthetic enamel paint of approved make and brand including smoothening surface by sand papering etc. including using of approved putty etc. on the surface, if necessary :(a) On timber or plastered surface. With super gloss (hi-gloss) -(iv) Two coats (with any shade except white) (B) AT FIRST FLOOR | BI01010001010000000000000515BI0100001181 | 100.8 | SqM | 91.63 |  |  | Excess(+) | 1 | Full Conversion | INR | [40 empty] | 9236.304 | 9236.304 | INR Nine Thousand Two Hundred & Thirty Six and Paise Thirty Only | 81 | 91.63
71 | Box cutting or filling in Road embankment in all sorts of soil including spreading the spoils properly over the flank as necessary or on berm to approximate grade & camber and rolling the sub-grade with power roller to proper camber and grade as per direction and satisfaction of Engineer-in-charge including uprooting and removing plants and jungles when and where necessary. (a) Depth up to 150 mm. | BI01010001010000000000000515BI0100001182 | 80 | Sqm | 16.29 |  |  | Excess(+) | 1 | Full Conversion | INR | [40 empty] | 1303.2 | 1303.2 | INR One Thousand Three Hundred & Three and Paise Twenty Only | 14.4 | 16.29
72 | Box cutting or filling in Road embankment in all sorts of soil including spreading the spoils properly over the flank as necessary or on berm to approximate grade & camber and rolling the sub-grade with power roller to proper camber and grade as per direction and satisfaction of Engineer-in-charge including uprooting and removing plants and jungles when and where necessary. (b) For each additional Depth of 150mm and part thereof. | BI01010001010000000000000515BI0100001183 | 80 | Sqm | 21.49 |  |  | Excess(+) | 1 | Full Conversion | INR | [40 empty] | 1719.2 | 1719.2 | INR One Thousand Seven Hundred & Nineteen and Paise Twenty Only | 19 | 21.49
73 | Construction of granular sub-base by providing graded material, mixing by mix in place method with Rotavator at OMC, spreading in uniform layers with Motor grader on prepared surface in proper grade and camber, compacting with vibratory roller to achieve the desired density, including lighting, guarding, barricading, including cost of all materials, machinery, tools and plants including cost of quality control complete as per Clause 401 of Specifications for Road & Bridge Works of MoRT&H (5th Revision). Add cost at site of 1.28 m³ of the materials as per specified Grading vide Table 3.3‐1 of Section 3 to arrive at the complete rate. (v) Grading – V | BI01010001010000000000000515BI0100001184 | 20 | CuM. | 3047.97 |  |  | Excess(+) | 1 | Full Conversion | INR | [40 empty] | 60959.4 | 60959.4 | INR Sixty Thousand Nine Hundred & Fifty Nine and Paise Forty Only | 2694.46 | 3047.97
74 | Providing, laying, spreading and compacting stone aggregates of specific sizes to water bound macadam specification including spreading in uniform thickness, hand packing, rolling with vibratory roller 8-10 tonnes in stages to proper grade and camber, applying and brooming requisite type of screening / binding materials to fill up the interstices of coarse aggregate, watering including lighting, guarding, barricading and making necessary earthen bundh of one metre width on each side and preparing the bed by necessary cutting or filling, including cost of all materials and hire and labour charges of all men and machinery and compacting to the required density, as per Clause 404 of Specifications for Road & Bridge Works of MoRT&H (5th Revision). (iii) Grading-II Aggregate (53 mm to 22.4 mm) Using Stone Screening Type B (11.2 mm) B. Manual Means | BI01010001010000000000000515BI0100001185 | 20 | Cum | 4072.8 |  |  | Excess(+) | 1 | Full Conversion | INR | [40 empty] | 81456 | 81456 | INR Eighty One Thousand Four Hundred & Fifty Six Only | 3600.42 | 4072.8
75 | 80 mm thick interlocking designer concrete paver block M-40 grade formedium-traffic zone & utility cuts on arterial roads etc. as per IS: 15658-2006(over 20-40 mm medium sand bed on 250mm thk WBM/ WMM base course &250 mm thk bound gnaular/ granular sub-base course & filling the interstices of blocks with fine sand by brooming & subsequent watering including cost ofsand for sand bed but excluding cost of base, sub-base course & subgradepreparation.) complete as per direction of Engineer-In Charge. Coloured Decorative | BI01010001010000000000000515BI0100001186 | 80 | Sqm | 1954.71 |  |  | Excess(+) | 1 | Full Conversion | INR | [40 empty] | 156376.8 | 156376.8 | INR One Lakh Fifty Six Thousand Three Hundred & Seventy Six and Paise Eighty Only | 1728 | 1954.71
76 | Supplying, fitting and fixing Flat back urinal (half stall urinal) in white vitreous chinaware of approved make in position with brass screws on 75 mm X 75 mm X 75 mm wooden blocks complete. 635 mm X 395 mm X 420 mm | BI01010001010000000000000515BI0100001187 | 6 | Each | 3245.41 |  |  | Excess(+) | 1 | Full Conversion | INR | [40 empty] | 19472.46 | 19472.46 | INR Nineteen Thousand Four Hundred & Seventy Two and Paise Forty Six Only | 2869 | 3245.41
77 | Supplying, fitting and fixing PVC pipes of approved makeof (medium duty) conforming to ASTMD - 1785 and threaded to match with GI Pipes as per IS : 1239 (Part - I). with all necessary accessories, specials viz. socket, bend, tee, union, cross, elbo, nipple, longscrew, reducing socket, reducing tee, short piece etc. fitted with holder bats clamps, including cutting pipes, making threads,fitting, fixing etc. complete in all respect including cost of all necessary fittings as required,jointing materials and two coats of painting with approved paint in any position above ground. (Payment will be made on the centre line measurements of total pipe line including all specials. No separate payment will be made for accesories, specials. Payment for painting will be made seperately) Supreem made (a) For Exposed Work -- PVC Pipes (Dia) 25 mm | BI01010001010000000000000515BI0100001188 | 50 | Mtr. | 200.22 |  |  | Excess(+) | 1 | Full Conversion | INR | [40 empty] | 10011 | 10011 | INR Ten Thousand &Eleven Only | 177 | 200.22
78 | Supplying, fitting and fixing PVC pipes of approved makeof (medium duty) conforming to ASTMD - 1785 and threaded to match with GI Pipes as per IS : 1239 (Part - I). with all necessary accessories, specials viz. socket, bend, tee, union, cross, elbo, nipple, longscrew, reducing socket, reducing tee, short piece etc. fitted with holder bats clamps, including cutting pipes, making threads,fitting, fixing etc. complete in all respect including cost of all necessary fittings as required,jointing materials and two coats of painting with approved paint in any position above ground. (Payment will be made on the centre line measurements of total pipe line including all specials. No separate payment will be made for accesories, specials. Payment for painting will be made seperately) Supreem made (a) For Exposed Work -- PVC Pipes (Dia) 20 mm | BI01010001010000000000000515BI0100001189 | 140 | Mtr. | 145.92 |  |  | Excess(+) | 1 | Full Conversion | INR | [40 empty] | 20428.8 | 20428.8 | INR Twenty Thousand Four Hundred & Twenty Eight and Paise Eighty Only | 129 | 145.92
79 | Supplying, fitting and fixing PVC pipes of approved makeof (medium duty) conforming to ASTMD - 1785 and threaded to match with GI Pipes as per IS : 1239 (Part - I). with all necessary accessories, specials viz. socket, bend, tee, union, cross, elbo, nipple, longscrew, reducing socket, reducing tee, short piece etc. fitted with holder bats clamps, including cutting pipes, making threads,fitting, fixing etc. complete in all respect including cost of all necessary fittings as required,jointing materials and two coats of painting with approved paint in any position above ground. (Payment will be made on the centre line measurements of total pipe line including all specials. No separate payment will be made for accesories, specials. Payment for painting will be made seperately) Supreem made (a) For Concealed work 15 mm | BI01010001010000000000000515BI0100001190 | 70 | Mtr. | 154.97 |  |  | Excess(+) | 1 | Full Conversion | INR | [40 empty] | 10847.9 | 10847.9 | INR Ten Thousand Eight Hundred & Forty Seven and Paise Ninety Only | 137 | 154.97
80 | Supplying, fitting and fixing PVC pipes of approved makeof (medium duty) conforming to ASTMD - 1785 and threaded to match with GI Pipes as per IS : 1239 (Part - I). with all necessary accessories, specials viz. socket, bend, tee, union, cross, elbo, nipple, longscrew, reducing socket, reducing tee, short piece etc. fitted with holder bats clamps, including cutting pipes, making threads,fitting, fixing etc. complete in all respect including cost of all necessary fittings as required,jointing materials and two coats of painting with approved paint in any position above ground. (Payment will be made on the centre line measurements of total pipe line including all specials. No separate payment will be made for accesories, specials. Payment for painting will be made seperately) Supreem made (a) For Concealed work 20 mm | BI01010001010000000000000515BI0100001191 | 140 | Mtr. | 178.73 |  |  | Excess(+) | 1 | Full Conversion | INR | [40 empty] | 25022.2 | 25022.2 | INR Twenty Five Thousand &Twenty Two and Paise Twenty Only | 158 | 178.73
81 | Supplying, fitting and fixing Peet's valve fullway gunmetal standard pattern best quality of approved brand bearing I.S.I. marking with fittings (tested to 21 kg per sq. cm.). 32 mm mm dia | BI01010001010000000000000515BI0100001192 | 5 | Each | 1423.05 |  |  | Excess(+) | 1 | Full Conversion | INR | [40 empty] | 7115.25 | 7115.25 | INR Seven Thousand One Hundred & Fifteen and Paise Twenty Five Only | 1258 | 1423.05
82 | Supplying, fitting and fixing Peet's valve fullway gunmetal standard pattern best quality of approved brand bearing I.S.I. marking with fittings (tested to 21 kg per sq. cm.). 25 mm mm dia | BI01010001010000000000000515BI0100001193 | 5 | Each | 1031.65 |  |  | Excess(+) | 1 | Full Conversion | INR | [40 empty] | 5158.25 | 5158.25 | INR Five Thousand One Hundred & Fifty Eight and Paise Twenty Five Only | 912 | 1031.65
83 | Supply of UPVC pipes (B Type) and fittings conforming to IS-13592-1992 (A) (i) Single Socketed 3 Mtr. Length a) 75 mm | BI01010001010000000000000515BI0100001194 | 50 | mtr | 221.72 |  |  | Excess(+) | 1 | Full Conversion | INR | [40 empty] | 11086 | 11086 | INR Eleven Thousand &Eighty Six Only | 196 | 221.72
84 | Supply of UPVC pipes (B Type) and fittings conforming to IS-13592-1992 (a) Fittings (75 MM) (i) Coupler | BI01010001010000000000000515BI0100001195 | 10 | Each | 52.04 |  |  | Excess(+) | 1 | Full Conversion | INR | [40 empty] | 520.4 | 520.4 | INR Five Hundred & Twenty and Paise Forty Only | 46 | 52.04
85 | Supply of UPVC pipes (B Type) and fittings conforming to IS-13592-1992 (a) Fittings (75 MM) (iii) Door Y (LH) & (RH). | BI01010001010000000000000515BI0100001196 | 10 | Each | 158.37 |  |  | Excess(+) | 1 | Full Conversion | INR | [40 empty] | 1583.7 | 1583.7 | INR One Thousand Five Hundred & Eighty Three and Paise Seventy Only | 140 | 158.37
86 | Supply of UPVC pipes (B Type) and fittings conforming to IS-13592-1992 (a) Fittings (75 MM) (iv) Door Bend T.S | BI01010001010000000000000515BI0100001197 | 18 | Each | 93.89 |  |  | Excess(+) | 1 | Full Conversion | INR | [40 empty] | 1690.02 | 1690.02 | INR One Thousand Six Hundred & Ninety and Paise Two Only | 83 | 93.89
87 | Supply of UPVC pipes (B Type) and fittings conforming to IS-13592-1992 (a) Fittings (75 MM) (v) Plain Tee | BI01010001010000000000000515BI0100001198 | 10 | Each | 52.04 |  |  | Excess(+) | 1 | Full Conversion | INR | [40 empty] | 520.4 | 520.4 | INR Five Hundred & Twenty and Paise Forty Only | 46 | 52.04
88 | Supply of UPVC pipes (B Type) and fittings conforming to IS-13592-1992 (a) Fittings (75 MM) (vii) Pipe Clip | BI01010001010000000000000515BI0100001199 | 90 | Each | 18.1 |  |  | Excess(+) | 1 | Full Conversion | INR | [40 empty] | 1629 | 1629 | INR One Thousand Six Hundred & Twenty Nine Only | 16 | 18.1
89 | Supply of UPVC pipes (B Type) and fittings conforming to IS-13592-1992 (a) Fittings (75 MM) (vii)Vent Cowl | BI01010001010000000000000515BI0100001200 | 8 | Each | 28.28 |  |  | Excess(+) | 1 | Full Conversion | INR | [40 empty] | 226.24 | 226.24 | INR Two Hundred & Twenty Six and Paise Twenty Four Only | 25 | 28.28
90 | Supply of UPVC pipes (B Type) and fittings conforming to IS-13592-1992 (A) (i) Single Socketed 3 Mtr. Length b) 110 mm | BI01010001010000000000000515BI0100001201 | 60 | Mtr. | 330.31 |  |  | Excess(+) | 1 | Full Conversion | INR | [40 empty] | 19818.6 | 19818.6 | INR Nineteen Thousand Eight Hundred & Eighteen and Paise Sixty Only | 292 | 330.31
91 | Supply of UPVC pipes (B Type) and fittings conforming to IS-13592-1992 (B) Fittings (110 MM) (i) Coupler | BI01010001010000000000000515BI0100001202 | 10 | Each | 96.15 |  |  | Excess(+) | 1 | Full Conversion | INR | [40 empty] | 961.5 | 961.5 | INR Nine Hundred & Sixty One and Paise Fifty Only | 85 | 96.15
92 | Supply of UPVC pipes (B Type) and fittings conforming to IS-13592-1992 (B) Fittings (110 MM) (iii) Door Y (LH) & (RH). | BI01010001010000000000000515BI0100001203 | 10 | Each | 312.21 |  |  | Excess(+) | 1 | Full Conversion | INR | [40 empty] | 3122.1 | 3122.1 | INR Three Thousand One Hundred & Twenty Two and Paise Ten Only | 276 | 312.21
93 | Supply of UPVC pipes (B Type) and fittings conforming to IS-13592-1992 (B) Fittings (110 MM) (iv) Door Bend T.S | BI01010001010000000000000515BI0100001204 | 10 | Each | 166.29 |  |  | Excess(+) | 1 | Full Conversion | INR | [40 empty] | 1662.9 | 1662.9 | INR One Thousand Six Hundred & Sixty Two and Paise Ninety Only | 147 | 166.29
94 | Supply of UPVC pipes (B Type) and fittings conforming to IS-13592-1992 (B) Fittings (110 MM) (v) Plain Tee | BI01010001010000000000000515BI0100001205 | 8 | Each | 96.15 |  |  | Excess(+) | 1 | Full Conversion | INR | [40 empty] | 769.2 | 769.2 | INR Seven Hundred & Sixty Nine and Paise Twenty Only | 85 | 96.15
95 | Supply of UPVC pipes (B Type) and fittings conforming to IS-13592-1992 (B) Fittings (110 MM) (vii) Pipe Clip | BI01010001010000000000000515BI0100001206 | 70 | Each | 23.76 |  |  | Excess(+) | 1 | Full Conversion | INR | [40 empty] | 1663.2 | 1663.2 | INR One Thousand Six Hundred & Sixty Three and Paise Twenty Only | 21 | 23.76
96 | Supply of UPVC pipes (B Type) and fittings conforming to IS-13592-1992 (B) Fittings (110 MM) (vii)Vent Cowl | BI01010001010000000000000515BI0100001207 | 10 | Each | 37.33 |  |  | Excess(+) | 1 | Full Conversion | INR | [40 empty] | 373.3 | 373.3 | INR Three Hundred & Seventy Three and Paise Thirty Only | 33 | 37.33
97 | Labour for fitting and fixing U.P.V.C piupes for above ground work including cost of joining materials etc. fitting and fixing all necessary specials, cutting pipes,cutting holes in walls or R.C floor where necessary and mending good all damages excluding the cost of masonry or concrete work, if necessary but including the cost and fitting and fixing holder bat clamps (any floor) or for underground work including cutting trenches upto 1.5 mtr. and refilling the same complete as per direction of the Engineer - in - Charge.(payment will be made on centre line measurment of the total pipe line including specials) (A) Above ground (i) 75 mm | BI01010001010000000000000515BI0100001208 | 50 | Mtr. | 50.9 |  |  | Excess(+) | 1 | Full Conversion | INR | [40 empty] | 2545 | 2545 | INR Two Thousand Five Hundred & Forty Five Only | 45 | 50.9
98 | Labour for fitting and fixing U.P.V.C piupes for above ground work including cost of joining materials etc. fitting and fixing all necessary specials, cutting pipes,cutting holes in walls or R.C floor where necessary and mending good all damages excluding the cost of masonry or concrete work, if necessary but including the cost and fitting and fixing holder bat clamps (any floor) or for underground work including cutting trenches upto 1.5 mtr. and refilling the same complete as per direction of the Engineer - in - Charge.(payment will be made on centre line measurment of the total pipe line including specials) (A) Above ground (ii) 110 mm | BI01010001010000000000000515BI0100001209 | 20 | Mtr. | 64.48 |  |  | Excess(+) | 1 | Full Conversion | INR | [40 empty] | 1289.6 | 1289.6 | INR One Thousand Two Hundred & Eighty Nine and Paise Sixty Only | 57 | 64.48
99 | Labour for fitting and fixing U.P.V.C piupes for above ground work including cost of joining materials etc. fitting and fixing all necessary specials, cutting pipes,cutting holes in walls or R.C floor where necessary and mending good all damages excluding the cost of masonry or concrete work, if necessary but including the cost and fitting and fixing holder bat clamps (any floor) or for underground work including cutting trenches upto 1.5 mtr. and refilling the same complete as per direction of the Engineer - in - Charge.(payment will be made on centre line measurment of the total pipe line including specials) (B) Below Ground (i) 110 mm | BI01010001010000000000000515BI0100001210 | 40 | Mtr. | 95.02 |  |  | Excess(+) | 1 | Full Conversion | INR | [40 empty] | 3800.8 | 3800.8 | INR Three Thousand Eight Hundred and Paise Eighty Only | 84 | 95.02
100 | Supplying, fitting and fixing Anglo-Indian W.C. in white glazed vitreous china ware of approved make complete in position with necessary bolts, nuts etc. Hindware/Parryware/Cera, made (a) With 'S' trap | BI01010001010000000000000515BI0100001211 | 5 | Each | 3718.25 |  |  | Excess(+) | 1 | Full Conversion | INR | [40 empty] | 18591.25 | 18591.25 | INR Eighteen Thousand Five Hundred & Ninety One and Paise Twenty Five Only | 3287 | 3718.25
101 | Supplying, fitting and fixing Orissa pattern water closet in white glazed vitreous chinaware of approved make in position complete excluding 'P' or 'S' trap (excluding cost of concrete for fixing). (i) 580 mm X 440 mm | BI01010001010000000000000515BI0100001212 | 5 | Each | 1824.63 |  |  | Excess(+) | 1 | Full Conversion | INR | [40 empty] | 9123.15 | 9123.15 | INR Nine Thousand One Hundred & Twenty Three and Paise Fifteen Only | 1613 | 1824.63
102 | Supplying, fitting and fixing 10 litre P.V.C. low-down cistern conforming to I.S. specification with P.V.C. fittings complete,C.I. brackets including two coats of painting to bracket etc.White | BI01010001010000000000000515BI0100001213 | 10 | Each | 1148.17 |  |  | Excess(+) | 1 | Full Conversion | INR | [40 empty] | 11481.7 | 11481.7 | INR Eleven Thousand Four Hundred & Eighty One and Paise Seventy Only | 1015 | 1148.17
103 | Supplying, fitting and fixing Closet seat of approved make with lid and C.P.hinges, rubber buffer and brass screws complete. (b) Anglo Indian (ii) Plastic (hallow type) white | BI01010001010000000000000515BI0100001214 | 5 | Each | 548.63 |  |  | Excess(+) | 1 | Full Conversion | INR | [40 empty] | 2743.15 | 2743.15 | INR Two Thousand Seven Hundred & Forty Three and Paise Fifteen Only | 485 | 548.63
104 | Supplying, fitting and fixing approved brand 32 mm dia. P.V.C. waste pipe, with coupling at one end fitted with necessary clamps. 1050 mm long | BI01010001010000000000000515BI0100001215 | 10 | Each | 102.94 |  |  | Excess(+) | 1 | Full Conversion | INR | [40 empty] | 1029.4 | 1029.4 | INR One Thousand &Twenty Nine and Paise Forty Only | 91 | 102.94
105 | Supplying, fitting and fixing white vitreous china best quality approved make wash basin with C.I. brackets on 75 mm X 75 mm wooden blocks, C.P. waste fittings of 32 mm dia., one approved quality brass C.P. pillar cock of 15 mm dia., C.P. chain with rubber plug of 32 mm dia., approved quality P.V.C. waste pipe with C.P. nut 32 mm dia., 900 mm long approved quality P.V.C. connection pipe with heavy brass C.P. nut including mending good all damages and painting the brackets with two coats of approved paint. (iii) 630 mm X 450 mm size | BI01010001010000000000000515BI0100001216 | 22 | Each | 3687.71 |  |  | Excess(+) | 1 | Full Conversion | INR | [40 empty] | 81129.62 | 81129.62 | INR Eighty One Thousand One Hundred & Twenty Nine and Paise Sixty Two Only | 3260 | 3687.71
106 | Supplying, fitting and fixing pedestal of approved make for wash basin (white) | BI01010001010000000000000515BI0100001217 | 22 | Each | 1693.41 |  |  | Excess(+) | 1 | Full Conversion | INR | [40 empty] | 37255.02 | 37255.02 | INR Thirty Seven Thousand Two Hundred & Fifty Five and Paise Two Only | 1497 | 1693.41
107 | Supplying,fitting and fixing approved brand P.V.C. CONNECTOR white flexible, with both ends coupling with heavy brass C.P. nut, 15 mm dia. (iii) 600 mm long | BI01010001010000000000000515BI0100001218 | 40 | Each | 121.04 |  |  | Excess(+) | 1 | Full Conversion | INR | [40 empty] | 4841.6 | 4841.6 | INR Four Thousand Eight Hundred & Forty One and Paise Sixty Only | 107 | 121.04
108 | Supplying, fitting and fixing pillar cock of approved make. a) (ii) CP Pillar Cock Super Deluxe with Aerator - 15 mm. (Equivalent to Code No. 508 & Model No. Tropical / Sumthing Special of ESSCO or similar brand). | BI01010001010000000000000515BI0100001219 | 32 | Each | 669.67 |  |  | Excess(+) | 1 | Full Conversion | INR | [40 empty] | 21429.44 | 21429.44 | INR Twenty One Thousand Four Hundred & Twenty Nine and Paise Forty Four Only | 592 | 669.67
109 | Supplying, fitting and fixing towel rail with two brackets. (a) (ii)C.P. over brass (iii) 25 mm dia. and 750 mm long | BI01010001010000000000000515BI0100001220 | 24 | Each | 537.32 |  |  | Excess(+) | 1 | Full Conversion | INR | [40 empty] | 12895.68 | 12895.68 | INR Twelve Thousand Eight Hundred & Ninety Five and Paise Sixty Eight Only | 475 | 537.32
110 | Supplying, fitting and fixing best quality Indian make mirror 5.5 mm thick with silvering as per I.S.I. specifications supported on fibre glass frame of any colour, frame size 550 mm X 400 mm | BI01010001010000000000000515BI0100001221 | 22 | Each | 693.43 |  |  | Excess(+) | 1 | Full Conversion | INR | [40 empty] | 15255.46 | 15255.46 | INR Fifteen Thousand Two Hundred & Fifty Five and Paise Forty Six Only | 613 | 693.43
111 | Supplying, fitting and fixing bib cock or stop cock. Chromium plated Bib Cock (angular shape with wall flange) (Equivalent to Code No. 5037 & Model - Florentine of Jaquar or similar brand). | BI01010001010000000000000515BI0100001222 | 15 | Each | 973.96 |  |  | Excess(+) | 1 | Full Conversion | INR | [40 empty] | 14609.4 | 14609.4 | INR Fourteen Thousand Six Hundred & Nine and Paise Forty Only | 861 | 973.96
112 | Supplying, fitting and fixing bib cock or stop cock. Chromium plated angular Stop Cock with wall flange (Equivalent to Code No. 5053 & Model - Florentine of Jaquar or similar brand). | BI01010001010000000000000515BI0100001223 | 38 | Each | 921.93 |  |  | Excess(+) | 1 | Full Conversion | INR | [40 empty] | 35033.34 | 35033.34 | INR Thirty Five Thousand &Thirty Three and Paise Thirty Four Only | 815 | 921.93
113 | Supplying, fitting and fixing shower of approved brand and make. Chromium plated Hand shower with Flexible Tube & fittings(Equivalent to Code No. Hsh-1937 & (Equivalent to Code No. 5037 & Model - Florentine of Jaquar or similar).). | BI01010001010000000000000515BI0100001224 | 14 | Each | 2703.57 |  |  | Excess(+) | 1 | Full Conversion | INR | [40 empty] | 37849.98 | 37849.98 | INR Thirty Seven Thousand Eight Hundred & Forty Nine and Paise Ninety Eight Only | 2390 | 2703.57
114 | Supplying, fitting and fixing shower of approved brand and make. Chromium plated round shower with revolving joint 100 mm dia with rubid cleaning system (Equivalent to Code No. 542(N) & Model - Tropical / Sumthing Special of ESSCO or similar brand). | BI01010001010000000000000515BI0100001225 | 14 | Each | 511.3 |  |  | Excess(+) | 1 | Full Conversion | INR | [40 empty] | 7158.2 | 7158.2 | INR Seven Thousand One Hundred & Fifty Eight and Paise Twenty Only | 452 | 511.3
115 | Supplying, fitting and fixing C.I. round grating. (ii) 150 mm | BI01010001010000000000000515BI0100001226 | 10 | Each | 96.15 |  |  | Excess(+) | 1 | Full Conversion | INR | [40 empty] | 961.5 | 961.5 | INR Nine Hundred & Sixty One and Paise Fifty Only | 85 | 96.15
116 | Supplying, fitting and fixing C.I. square jalli. (ii) 150 mm | BI01010001010000000000000515BI0100001227 | 4 | Each | 115.38 |  |  | Excess(+) | 1 | Full Conversion | INR | [40 empty] | 461.52 | 461.52 | INR Four Hundred & Sixty One and Paise Fifty Two Only | 102 | 115.38
117 | Supplying P.V.C. water storage tank of approved quality with closed top with lid (Black) - Multilayer (f) 2000 litre capacity | BI01010001010000000000000515BI0100001228 | 1 | Each | 11802.94 |  |  | Excess(+) | 1 | Full Conversion | INR | [40 empty] | 11802.94 | 11802.94 | INR Eleven Thousand Eight Hundred & Two and Paise Ninety Four Only | 10434 | 11802.94
118 | Labour for hoisting plastic water storage tank. (f) 2000 litre capacity (C) AT THIRD FLOOR | BI01010001010000000000000515BI0100001229 | 1 | Each | 255.65 |  |  | Excess(+) | 1 | Full Conversion | INR | [40 empty] | 255.65 | 255.65 | INR Two Hundred & Fifty Five and Paise Sixty Five Only | 226 | 255.65
119 | Constructing Inspection pit of inside measurement 600mm X 600mm X upto 600mm (depth) with 250 mm thick 1st. class brick work in cement mortar (1:4) on all sides, bottom of the pit consisting of 100 mm thick cement concrete (1:3:6) with stone chips over a layer of jhama brick flat soling,15 mm thick (1:4) cement plaster to inside walls and out-side walls upto G.L. and 20 mm.thick (1:4) plaster to bottom of the pit, providing necessary invert with cement concrete (1:3:6) with stone chips as per direction, neat cement finishing to entire internal surfaces, top of the pit covered with 100 mm thick R.C.C. slab (1:1.5:3) with stone chips and necessary reinforcements upto 1% and shuttering including 6 mm thick cement plaster (1:4) in all external surfaces of the slab and one 560 mm dia. R.C.C. manhole cover of approved make supplied, fitted and fixed in the slab with necessary fittings, necessary earthwork in excavation in all sorts of soil, filling sides of the pit with earth and removing spoils after work complete in all respect with all costs of labour and materials. i) With Bazree (N.B Variety)(SAIL/TATA/RINL) | BI01010001010000000000000515BI0100001230 | 1 | Each | 7710.26 |  |  | Excess(+) | 1 | Full Conversion | INR | [40 empty] | 7710.26 | 7710.26 | INR Seven Thousand Seven Hundred & Ten and Paise Twenty Six Only | 6816 | 7710.26
120 | Construction of septic tank of different capacities as per approved drawing with 1st class brick work in cement mortar (1:4) including two 560 mm dia. R.C.C. manhole cover(heavy type)of approved make supplied, fitted and fixed in the 100mm thick R.C.C (1:1.5:3) top slab with necessary fittings, 20mm thick cement plaster (4 : 1) with neat cement finish to the internal surfaces and 15 mm thick cement plaster (4 : 1) to outside wall upto 200 mm below G.L floor finished with 25 mm thick grey artificial stone over 100 mm thick R.C.C(1:1.5:3) bottom slab including supplying, fitting and fixing all necessry specials, fittings, S.W. tees, C.I. foot rest etc. including excavation earth in all sorts of soil, shoring, bailing out and pumping out water as necessary, ramming, dressing the bed and fefilling the sides of the tanks with earth, removing spoils, filling up the chamber with clear water, removing foreign materials from the chamber and including constructing attached inspection pit as per approved drawing and connecting all necessary pipes, joints etc. with internal plaster work and artificial stone flooring is to be done with admixture of water proofing compound @ 0.5% by weight of cement with all costs of labour and materials. A) With Bazree (N.B Varity)(SAIL/TATA/RINL) (iii) For 100 users | BI01010001010000000000000515BI0100001231 | 1 | Each | 123191.07 |  |  | Excess(+) | 1 | Full Conversion | INR | [40 empty] | 123191.07 | 123191.07 | INR One Lakh Twenty Three Thousand One Hundred & Ninety One and Paise Seven Only | 108903 | 123191.07
121 | Construction of circular soak well 2.5 metre deep in all types of sandy soils with dry brick work upto 1.6 metre from the bottom having 150 mm intermediate cement brick work (1:4) band all round and cement brick work (1:4) upto 0.90 metre from top with 20mm thick cement plastering (1:4) to inside face upto the depth of cement brick work, 15mm thick cement plaster (1:4) on outer face from top of the well upto G.L. and 6 mm thick cement plaster (1:4) on top of the R.C.C. cover slab including filling bottom 1.00 metre of inside of the well with brick metal (50 mm to 63 mm size) including R.C.C. cover slab of 100 mm thick with cement conc (1:1.5:3) with stone chips with necessary reinforcement and shuttering including one 560 mm dia. R.C.C. manhole cover (heavy type)of approved make supplied, fitted and fixed in the cover slab with necessary fittings, making nacessary arrangements for pipe connections, excavation of well including shoring, dewatering and removing the exess earth from the premises as per direction complete in all respect with all costs of labour and materials. With 250 mm thick dry brick work and 250 mm thick cement brick work (6:1) and 1.00m inside dia (SAIL/TATA/RINL) | BI01010001010000000000000515BI0100001232 | 1 | Each | 17831.11 |  |  | Excess(+) | 1 | Full Conversion | INR | [40 empty] | 17831.11 | 17831.11 | INR Seventeen Thousand Eight Hundred & Thirty One and Paise Eleven Only | 15763 | 17831.11
122 | Labour for boring tube well of required dia. by water jet system through any type of soil strata including hire and labour charges for boring pipes, scaffolding, tools and plants as necessary and taking out them and lowering pipes, strainers, blind pipe etc. and fitting and fixing the same complete including bucket washing and other incidental works in the connection. The tube well should have a minimum 50 mm gap in between the outside of the tubewell pipe and the bore. (e) For depth upto 150 metre for 80 mm dia. tube well with top enlargement of 150 mm dia. (i) 150 mm dia. boring etc. for top enlargement (A)-(V) Tube well item no - 1e(ii) | BI01010001010000000000000515BI0100001233 | 40 | mtr | 774.87 |  |  | Excess(+) | 1 | Full Conversion | INR | [40 empty] | 30994.8 | 30994.8 | INR Thirty Thousand Nine Hundred & Ninety Four and Paise Eighty Only | 685 | 774.87
123 | Labour for boring tube well of required dia. by water jet system through any type of soil strata including hire and labour charges for boring pipes, scaffolding, tools and plants as necessary and taking out them and lowering pipes, strainers, blind pipe etc. and fitting and fixing the same complete including bucket washing and other incidental works in the connection. The tube well should have a minimum 50 mm gap in between the outside of the tubewell pipe and the bore. (e) For depth upto 150 metre for 80 mm dia. tube well with top enlargement of 150 mm dia. (ii) 80 mm dia. boring etc. for top enlargement of the well (A)-(V) Tube well item no - 1e(i) | BI01010001010000000000000515BI0100001234 | 110 | mtr | 324.65 |  |  | Excess(+) | 1 | Full Conversion | INR | [40 empty] | 35711.5 | 35711.5 | INR Thirty Five Thousand Seven Hundred & Eleven and Paise Fifty Only | 287 | 324.65
124 | Supply of G. I. pipes of TATA make including necessary sockets a) 80 mm dia. (A)-(II) G.I. pipe & fittings item no - -1((h)(ii) | BI01010001010000000000000515BI0100001235 | 86 | mtr | 745.46 |  |  | Excess(+) | 1 | Full Conversion | INR | [40 empty] | 64109.56 | 64109.56 | INR Sixty Four Thousand One Hundred & Nine and Paise Fifty Six Only | 659 | 745.46
125 | Supply of G. I. pipes of TATA make including necessary sockets b) 150mm dia. (A)-(II) G.I. pipe & fittings item no - -1((k)(i) | BI01010001010000000000000515BI0100001236 | 40 | mtr | 1464.9 |  |  | Excess(+) | 1 | Full Conversion | INR | [40 empty] | 58596 | 58596 | INR Fifty Eight Thousand Five Hundred & Ninety Six Only | 1295 | 1464.9
126 | Supplying 80 mm dia G.I. pipe strainer with brass net & jacketted of approved quality. (Heavy Type) (A)-(V) Tube well item no - 4(iii) | BI01010001010000000000000515BI0100001237 | 24 | mtr | 2121 |  |  | Excess(+) | 1 | Full Conversion | INR | [40 empty] | 50904 | 50904 | INR Fifty Thousand Nine Hundred & Four Only | 1875 | 2121
127 | Washing and developing tube well with air compressor pump and engine for 8 (eight) hours continuous pumping per day with necessary arrangements for testing the yield in gallons per hour with 'V' notch including hire and labour charges for all tools and plants and scaffolding as required. (A)-(V) Tube well item no - 20 | BI01010001010000000000000515BI0100001238 | 1 | day | 8526.99 |  |  | Excess(+) | 1 | Full Conversion | INR | [40 empty] | 8526.99 | 8526.99 | INR Eight Thousand Five Hundred & Twenty Six and Paise Ninety Nine Only | 7538 | 8526.99
128 | Packing the annular space between the outside of the tube well pipes & strainers and the bore with pea size washed gravel of approved quality having size from 2 mm to 5 mm or the size approved by the Engineer-in-charge including cost of all materials labour and equipment complete. Note: Initial 6 m. of Annular space between the housing pipe and the bore should not be shrouded with Pea size gravel to avoid contamination with surface water. (A)-(V) Tube well item no - 24 | BI01010001010000000000000515BI0100001239 | 4 | Cu. m | 2295.2 |  |  | Excess(+) | 1 | Full Conversion | INR | [40 empty] | 9180.8 | 9180.8 | INR Nine Thousand One Hundred & Eighty and Paise Eighty Only | 2029 | 2295.2
129 | Packing annular space between the outside of the housing pipe and the bore with puddled clay balls of approved size as per direction of the Engineer-in-charge with cost of all materials and labour complete. (A)-(V) Tube well item no - 25 | BI01010001010000000000000515BI0100001240 | 3 | Cu. m | 471.71 |  |  | Excess(+) | 1 | Full Conversion | INR | [40 empty] | 1415.13 | 1415.13 | INR One Thousand Four Hundred & Fifteen and Paise Thirteen Only | 417 | 471.71
130 | Collecting sample of water for bacteriological test & chemical test from any depth at any time during execution of work including hire & labour charge for tools & plants & sterilising the equipments, paying all charges & fees, testing etc. complete in all respect as per direction. (A)-(V) Tube well item no - 23 | BI01010001010000000000000515BI0100001241 | 1 | item | 1392.51 |  |  | Excess(+) | 1 | Full Conversion | INR | [40 empty] | 1392.51 | 1392.51 | INR One Thousand Three Hundred & Ninety Two and Paise Fifty One Only | 1231 | 1392.51
131 | Supplying, fitting and fixing including supplying of suitable jointing compound for fixing in position, threading, if necessary etc. all complete. a) 75 mm x 150 mm M.S. heavy type belmouth reducing socket (6 mm) thick (A)-(V) Tube well item no - 17(ii) | BI01010001010000000000000515BI0100001242 | 1 | each | 696.82 |  |  | Excess(+) | 1 | Full Conversion | INR | [40 empty] | 696.82 | 696.82 | INR Six Hundred & Ninety Six and Paise Eighty Two Only | 616 | 696.82
132 | Supplying, fitting and fixing including supplying of suitable jointing compound for fixing in position, threading, if necessary etc. all complete. b) 150 mm dia G.I cap at top. (A)-(V) Tube well item no - 18(ii) | BI01010001010000000000000515BI0100001243 | 1 | each | 568.99 |  |  | Excess(+) | 1 | Full Conversion | INR | [40 empty] | 568.99 | 568.99 | INR Five Hundred & Sixty Eight and Paise Ninety Nine Only | 503 | 568.99
133 | c) 80 mm dia G.I. plug of approved make conforming to I.S. specifications. (A)-(II) G.I. pipe & fittings item no -K | BI01010001010000000000000515BI0100001244 | 1 | each | 178.73 |  |  | Excess(+) | 1 | Full Conversion | INR | [40 empty] | 178.73 | 178.73 | INR One Hundred & Seventy Eight and Paise Seventy Three Only | 158 | 178.73
134 | d) Holding clamp for 150 mm dia tube well casing faricated by 50mm x 6mm MS flat with necessary nuts, bolts & washers & painting | BI01010001010000000000000515BI0100001245 | 2 | set | 424.2 |  |  | Excess(+) | 1 | Full Conversion | INR | [40 empty] | 848.4 | 848.4 | INR Eight Hundred & Forty Eight and Paise Forty Only | 375 | 424.2
135 | Electrical Work (SCHEDULE ITEM) Supply & fixing 415 volt 100A TPN switch in S.S. enclosure with HRC fuses onLS & NL to be fixed on angle iron frame on wall including earthing attachment.(L&T/Seimens)(For barrack) | BI01010001010000000000000515BI0100001246 | 1 | no | 7653.26 |  |  | Excess(+) | 1 | Full Conversion | INR | [40 empty] | 7653.26 | 7653.26 | INR Seven Thousand Six Hundred & Fifty Three and Paise Twenty Six Only | 6323 | 7653.26
136 | Supply & fixing 415 volt 32 A TPN switch in S.S. enclosure with HRC fuses onLS & NL to be fixed on angle frame on wall including earthing attachment.(L & T/Seimens) | BI01010001010000000000000515BI0100001247 | 1 | set | 3830.87 |  |  | Excess(+) | 1 | Full Conversion | INR | [40 empty] | 3830.87 | 3830.87 | INR Three Thousand Eight Hundred & Thirty and Paise Eighty Seven Only | 3165 | 3830.87
137 | Supply & fixing double door 4 way Vertical TPN MCB DB up to160A (Legrand) with IP 42/43 protection SS enclosure recessed in wall & mending good the damages to original finish incl. interconnection with suitable size of copper wire, neutral link & earthing attachment comprising of the following accessories. (All Legrand) a) 100 A Four pole thermal magnetic MCCB --- b)32 A TP MCB ---1 nos c) 40A SP ------------6 nos d) 6 to 32 A SP -------------2 nos | BI01010001010000000000000515BI0100001248 | 1 | set | 22612.39 |  |  | Excess(+) | 1 | Full Conversion | INR | [40 empty] | 22612.39 | 22612.39 | INR Twenty Two Thousand Six Hundred & Twelve and Paise Thirty Nine Only | 18682 | 22612.39
138 | Supply & fixing SPN MCB DB (2+8) WAY (Make legrand) with S.S. Enclosure concealed in wall after cutting wall & mending good the damages & earthing attachment comprising with the following: a) 40 A DP isolator - 1 No. b) 6 to 16 A range SPMCB - 8 Nos. | BI01010001010000000000000515BI0100001249 | 3 | set | 4049.94 |  |  | Excess(+) | 1 | Full Conversion | INR | [40 empty] | 12149.82 | 12149.82 | INR Twelve Thousand One Hundred & Forty Nine and Paise Eighty Two Only | 3346 | 4049.94
139 | Supply & fixing SPN MCB DB (2+12) WAY (Make legrand) with S.S. Enclosure concealed in wall after cutting wall & mending good the damages & earthing attachment comprising with the following: a) 40 A DP isolator - 1 No. b) 6 to 16 A range SPMCB - 12 Nos. | BI01010001010000000000000515BI0100001250 | 2 | set | 5308.74 |  |  | Excess(+) | 1 | Full Conversion | INR | [40 empty] | 10617.48 | 10617.48 | INR Ten Thousand Six Hundred & Seventeen and Paise Forty Eight Only | 4386 | 5308.74
140 | Laying of XLPE/Al cable in underground trench 460 mm wide x 760 mm average depth, with brick protection on the top of the cable with 8 (eight) Nos. bricks per metre, including filling the space between the brick & cable and also the trench with shifted soil, leveling up and restoring surface duly rammed a) 4 x 50 sqmm(supply to VTPN) | BI01010001010000000000000515BI0100001251 | 300 | mtr | 208.19 |  |  | Excess(+) | 1 | Full Conversion | INR | [40 empty] | 62457 | 62457 | INR Sixty Two Thousand Four Hundred & Fifty Seven Only | 172 | 208.19
141 | Laying of XLPE/Al cable in underground trench 460 mm wide x 760 mm average depth, with brick protection on the top of the cable with 8 (eight) Nos. bricks per metre, including filling the space between the brick & cable and also the trench with shifted soil, leveling up and restoring surface duly rammed b) 4 x 10 sq mm(VTPN to pump) | BI01010001010000000000000515BI0100001252 | 40 | mtr | 196.08 |  |  | Excess(+) | 1 | Full Conversion | INR | [40 empty] | 7843.2 | 7843.2 | INR Seven Thousand Eight Hundred & Forty Three and Paise Twenty Only | 162 | 196.08
142 | Laying of the 4 core 10 sqmm &2 core 6 sq mm XLPE Al armoured cable with G.I. Earth continuity conductor recessed in wall & mending good the damages to original finish | BI01010001010000000000000515BI0100001253 | 150 | mtr | 153.72 |  |  | Excess(+) | 1 | Full Conversion | INR | [40 empty] | 23058 | 23058 | INR Twenty Three Thousand &Fifty Eight Only | 127 | 153.72
143 | Supply & laying medium gauge 40 mm dia G.I. Pipe (ISI -m) for cable protection. | BI01010001010000000000000515BI0100001254 | 10 | mtr | 297.75 |  |  | Excess(+) | 1 | Full Conversion | INR | [40 empty] | 2977.5 | 2977.5 | INR Two Thousand Nine Hundred & Seventy Seven and Paise Fifty Only | 246 | 297.75
144 | Supply & laying 25mm dia medium gauge G.I. Pipe(ISI-Medium) for submursible cable protection | BI01010001010000000000000515BI0100001255 | 10 | mtr | 209.4 |  |  | Excess(+) | 1 | Full Conversion | INR | [40 empty] | 2094 | 2094 | INR Two Thousand &Ninety Four Only | 173 | 209.4
145 | Supply & fixing (40mmx40mmx6mm) GI pole clamp with nuts, bolts, & washer for holding vertical 40mm dia GI cable protection pipe from service pole. | BI01010001010000000000000515BI0100001256 | 2 | set | 181.56 |  |  | Excess(+) | 1 | Full Conversion | INR | [40 empty] | 363.12 | 363.12 | INR Three Hundred & Sixty Three and Paise Twelve Only | 150 | 181.56
146 | Supply & Fixing compression type cable gland for cable with brass gland, brass ring incl. socketing the ends off by crimping method including S/F solders socket (Dowels value) & jointing materials a) 4x50 sq mm XLPE/Al | BI01010001010000000000000515BI0100001257 | 4 | set | 574.93 |  |  | Excess(+) | 1 | Full Conversion | INR | [40 empty] | 2299.72 | 2299.72 | INR Two Thousand Two Hundred & Ninety Nine and Paise Seventy Two Only | 475 | 574.93
147 | Supply & Fixing compression type cable gland for cable with brass gland, brass ring incl. socketing the ends off by crimping method including S/F solders socket (Dowels value) & jointing materials b) 4x10 sqmm XLPE/Al | BI01010001010000000000000515BI0100001258 | 2 | set | 220.29 |  |  | Excess(+) | 1 | Full Conversion | INR | [40 empty] | 440.58 | 440.58 | INR Four Hundred & Forty and Paise Fifty Eight Only | 182 | 220.29
148 | Supply & Fixing compression type cable gland for cable with brass gland, brass ring incl. socketing the ends off by crimping method including S/F solders socket (Dowels value) & jointing materials c) 2x6 sqmm XLPE/Al | BI01010001010000000000000515BI0100001259 | 6 | set | 121.04 |  |  | Excess(+) | 1 | Full Conversion | INR | [40 empty] | 726.24 | 726.24 | INR Seven Hundred & Twenty Six and Paise Twenty Four Only | 100 | 121.04
149 | Supply & drawing 1.1 kv single core stranded PVC insulated (FR) Copper wire(Gloster/Finolex/Havells) through alkathene pipe recessed in wall with Cutting Channel of size (40 mm x 40 mm) on masonry wall by Electric operated cutting machine incl. supplying & fixing heavy gauge 19 mm, 3 mm thick Polythene pipe by means of anchoring chemical (Hilti/Sika) and GI 'U' hooks of 8 SWG incl. supplying and drawing 18 SWG GI wire as Fish wire and mending good damages to original finish by using own tools and tackles a) 2x6+1x4 sq mm(SPN DB) | BI01010001010000000000000515BI0100001260 | 161 | Mtr. | 244.5 |  |  | Excess(+) | 1 | Full Conversion | INR | [40 empty] | 39364.5 | 39364.5 | INR Thirty Nine Thousand Three Hundred & Sixty Four and Paise Fifty Only | 202 | 244.5
150 | Distn. wiring in 22/0.3 (1.5 sqmm) single core stranded 'FR' PVC insulated & unsheathed single core stranded copper wire (Brand approved by EIC) in 19 mm bore, 3 mm thick polythen pipe complete with all accessories embedded in wall to light/fan/call bell points with Modular type switch (Brand approved by EIC) fixed on Modular GI switch board with top cover plate flushed sizes complete with three no. suitable size Copper bar with holes (for Ph, N & E) fixed on bakelite/Hard Rubber insulator over the MS welded chairs incl. top cover flushed in wall for housing the board after cutting the brick wall incl. making earthing attachment,in wall incl. mending good damages to original finish(Ave. run 8 mtr.) | BI01010001010000000000000515BI0100001261 | 161 | pts | 1322.95 |  |  | Excess(+) | 1 | Full Conversion | INR | [40 empty] | 212994.95 | 212994.95 | INR Two Lakh Twelve Thousand Nine Hundred & Ninety Four and Paise Ninety Five Only | 1093 | 1322.95
151 | Distribution wiring in 22/0.3 (1.5 Sqmm) single core standed "FR" PVC insulated & unsheathed copper wire (approved by EIC) in 19 mm bore , 3 mm thick Polythene Pipe complete with all accessories embeded in wall to 240V 6A 5 pin plug point including S/F 240 V 6A 3 pin modular type plug socket & Modular type switch (Brand appoved by EIC) including S/F earth continuty wire fixed on 4 Module GI switch board with 3/4 Module top cover plate flushed in wall incl. mending good damages to original finish a) on board | BI01010001010000000000000515BI0100001262 | 21 | pts | 301.39 |  |  | Excess(+) | 1 | Full Conversion | INR | [40 empty] | 6329.19 | 6329.19 | INR Six Thousand Three Hundred & Twenty Nine and Paise Nineteen Only | 249 | 301.39
152 | Distribution wiring in 22/0.3 (1.5 Sqmm) single core standed "FR" PVC insulated & unsheathed copper wire (approved by EIC) in 19 mm bore , 3 mm thick Polythene Pipe complete with all accessories embeded in wall to 240V 6A 5 pin plug point including S/F 240 V 6A 3 pin modular type plug socket & Modular type switch (Brand appoved by EIC) including S/F earth continuty wire fixed on 4 Module GI switch board with 3/4 Module top cover plate flushed in wall incl. mending good damages to original finish b) Ave 4.5 mtr | BI01010001010000000000000515BI0100001263 | 32 | pts | 1135.34 |  |  | Excess(+) | 1 | Full Conversion | INR | [40 empty] | 36330.88 | 36330.88 | INR Thirty Six Thousand Three Hundred & Thirty and Paise Eighty Eight Only | 938 | 1135.34
153 | Distribution wiring in 22/0.3 (1.5 Sqmm) single core standed "FR" PVC insulated & unsheathed copper wire (approved by EIC) in 19 mm bore , 3 mm thick Polythene Pipe complete with all accessories embeded in wall to 240V 6A 5 pin plug point including S/F 240 V 6A 3 pin modular type plug socket & Modular type switch (Brand appoved by EIC) including S/F earth continuty wire fixed on 4 Module GI switch board with 3/4 Module top cover plate flushed in wall incl. mending good damages to original finish c) Ave 3 mtr | BI01010001010000000000000515BI0100001264 | 19 | pts | 953.78 |  |  | Excess(+) | 1 | Full Conversion | INR | [40 empty] | 18121.82 | 18121.82 | INR Eighteen Thousand One Hundred & Twenty One and Paise Eighty Two Only | 788 | 953.78
154 | Fixing the single Tube light fitting suspended 25 cm. Below the ceiling with 2 Nos. 20 mm dia E.I. conduit (14 SWG) support fixed with L type clamp fixed on ceiling with fastener & s/f connecting copper wire. | BI01010001010000000000000515BI0100001265 | 70 | set | 240.87 |  |  | Excess(+) | 1 | Full Conversion | INR | [40 empty] | 16860.9 | 16860.9 | INR Sixteen Thousand Eight Hundred & Sixty and Paise Ninety Only | 199 | 240.87
155 | Fixing the LED tube light fitting complete with all accessories directly on wall/ceiling/HW round block and suitable size of MS fastener. | BI01010001010000000000000515BI0100001266 | 2 | set | 121.04 |  |  | Excess(+) | 1 | Full Conversion | INR | [40 empty] | 242.08 | 242.08 | INR Two Hundred & Forty Two and Paise Eight Only | 100 | 121.04
156 | Supply & fixing only fan box type clamp of 150mm dia & 80mm depth made of 16SWG CRCA sheet with one end duly sealed by cover, properly welded, incl. S&f 12mm dia 600mm long MS rod duly bend by heat treatment at the centre position of rod to grip fan bobin properly, incl. binding wire, incl. supplying and covering the box with alkathene sheet, placed in order to prevent concrete from entering the box. | BI01010001010000000000000515BI0100001267 | 64 | each | 210.61 |  |  | Excess(+) | 1 | Full Conversion | INR | [40 empty] | 13479.04 | 13479.04 | INR Thirteen Thousand Four Hundred & Seventy Nine and Paise Four Only | 174 | 210.61
157 | Supply & Fixing 240V, Modular Socket (2 Module) type fan regulator (step type) (cabtree) on existing Moduler GI switch board with top cover plate incl. making necy. Connections etc. | BI01010001010000000000000515BI0100001268 | 64 | each | 468.42 |  |  | Excess(+) | 1 | Full Conversion | INR | [40 empty] | 29978.88 | 29978.88 | INR Twenty Nine Thousand Nine Hundred & Seventy Eight and Paise Eighty Eight Only | 387 | 468.42
158 | Fixing only exhaust fan after making hole in wall and making good damages and smooth cement finish etc. as practicable as possible and providing necy. length of PVC insulated wire and making connection for exhaust & louvre shutter after cutting hole on wall & mending good the damages of following diameter: 30 cm (12") | BI01010001010000000000000515BI0100001269 | 8 | each | 398.22 |  |  | Excess(+) | 1 | Full Conversion | INR | [40 empty] | 3185.76 | 3185.76 | INR Three Thousand One Hundred & Eighty Five and Paise Seventy Six Only | 329 | 398.22
159 | Earthing the installation by 50 mm dia. G.I. Pipe (ISI-M) of 3.64 mtr. Long driven to an depth of 3.65 mtr. Below the ground level including S/F 1X4 SWG. G.I. Earth wire (4 mtr. Long) with nuts bolts & washers. | BI01010001010000000000000515BI0100001270 | 2 | set | 1657.02 |  |  | Excess(+) | 1 | Full Conversion | INR | [40 empty] | 3314.04 | 3314.04 | INR Three Thousand Three Hundred & Fourteen and Paise Four Only | 1369 | 1657.02
160 | Supply & fixing earth busbar of galvanized (hot dip) MS flat 25x6 mm on wall having clearance of 6mm from wall incl. Providing drilled holes on busbar complete with GI bolts, nuts, washers, spacing insulators etc. as required. | BI01010001010000000000000515BI0100001271 | 1 | mtr | 188.82 |  |  | Excess(+) | 1 | Full Conversion | INR | [40 empty] | 188.82 | 188.82 | INR One Hundred & Eighty Eight and Paise Eighty Two Only | 156 | 188.82
161 | Connecting the equipments to the earth busbar incl. S&f GI(hot dip) wire of size no. 8 SWG on wall/floor with stapples buried inside wall/floor as required and making connection to equipments with bolts, washers, nuts, cable lugs etc. as required and mending good damages. | BI01010001010000000000000515BI0100001272 | 20 | mtr | 10.89 |  |  | Excess(+) | 1 | Full Conversion | INR | [40 empty] | 217.8 | 217.8 | INR Two Hundred & Seventeen and Paise Eighty Only | 9 | 10.89
162 | Supply & Fixing 240 V, 16 A,Modular type switch, on 2 Module GI Modular type switch board with top cover plate flushed in wall incl. S&F switch board and cover plate and making necy. connections | BI01010001010000000000000515BI0100001273 | 4 | each | 352.22 |  |  | Excess(+) | 1 | Full Conversion | INR | [40 empty] | 1408.88 | 1408.88 | INR One Thousand Four Hundred & Eight and Paise Eighty Eight Only | 291 | 352.22
163 | Fixing only outdoor / street light type fluorescent light fitting or MV light fitting complete with all accessories to be fixed /projected from the wall of the building incl. making holes/providing clamping arrangement & necy. GI reducer as required. S&F 40 mm GI pipe (ISI-Medium) quality 1.5 mts. average length having suitable bend S&F necy. length of 1.5 sqmm PVC insulated single core stranded annealed copper wire and making connections as required and mending good damages to wall incl. painting etc. | BI01010001010000000000000515BI0100001274 | 6 | each | 976.78 |  |  | Excess(+) | 1 | Full Conversion | INR | [40 empty] | 5860.68 | 5860.68 | INR Five Thousand Eight Hundred & Sixty and Paise Sixty Eight Only | 807 | 976.78
164 | Supplying & Fixing GI waterproof type looping cable box size 200x150x100 mm deep having 4 mm thick comprising of one 250 V 15 A kit-kat fuse unit, one NL on porcelain insulator, one compression type brass cable gland for upto 2- core 16 sqmm PVC/A cable and having lined with rubber gasketted GI top cover with brass machine screws etc., earthing terminal with lug, on steel tubular pole near base, including S&F 40x6 mm thick, MS clamps with bolts, nuts etc. including painting with anticorrosive paint. | BI01010001010000000000000515BI0100001275 | 6 | set | 554.36 |  |  | Excess(+) | 1 | Full Conversion | INR | [40 empty] | 3326.16 | 3326.16 | INR Three Thousand Three Hundred & Twenty Six and Paise Sixteen Only | 458 | 554.36
165 | Electrical Work (NON-SCHEDULE ITEM) Supply & delivery of 1.1 KV grade X LPE AL. Armoured Cable (make Gloster/Polycab/Havells) a) 4 X 50 sqmm. XLPE /Al Cable | BI01010001010000000000000515BI0100001276 | 300 | mtr | 359.56 |  |  | Excess(+) | 1 | Full Conversion | INR | [40 empty] | 107868 | 107868 | INR One Lakh Seven Thousand Eight Hundred & Sixty Eight Only | 356 | 359.56
166 | Supply & delivery of 1.1 KV grade X LPE AL. Armoured Cable (make Gloster/Polycab/Havells) b) 4 x 10 sq mm XLPE/Al cable | BI01010001010000000000000515BI0100001277 | 50 | mtr | 149.48 |  |  | Excess(+) | 1 | Full Conversion | INR | [40 empty] | 7474 | 7474 | INR Seven Thousand Four Hundred & Seventy Three and Paise One Hundred Only | 148 | 149.48
167 | Supply & delivery of 1.1 KV grade X LPE AL. Armoured Cable (make Gloster/Polycab/Havells) c) 2 x 6 sq mm XLPE/Al cable | BI01010001010000000000000515BI0100001278 | 140 | mtr | 102.01 |  |  | Excess(+) | 1 | Full Conversion | INR | [40 empty] | 14281.4 | 14281.4 | INR Fourteen Thousand Two Hundred & Eighty One and Paise Forty Only | 101 | 102.01
168 | Supply & fixing of 1200mm(48'') sweep Ceiling Fan (Orient,New Bridge, Poler stricker plus) complete with all acessaries Incl S/F necy copper flex wire. | BI01010001010000000000000515BI0100001279 | 64 | each | 2232.1 |  |  | Excess(+) | 1 | Full Conversion | INR | [40 empty] | 142854.4 | 142854.4 | INR One Lakh Forty Two Thousand Eight Hundred & Fifty Four and Paise Forty Only | 2210 | 2232.1
169 | Supply 4' single LED type tube light fitting complete with all acessaries directly on ceiling with HW round block & suitable size of MS fastener (Crompton/Havells as approved by EIC) | BI01010001010000000000000515BI0100001280 | 72 | set | 831.23 |  |  | Excess(+) | 1 | Full Conversion | INR | [40 empty] | 59848.56 | 59848.56 | INR Fifty Nine Thousand Eight Hundred & Forty Eight and Paise Fifty Six Only | 823 | 831.23
170 | Supply of 425 mm (12") sweep heavy duty exhaust fan (EPC/ Crompton) | BI01010001010000000000000515BI0100001281 | 8 | each | 3120.9 |  |  | Excess(+) | 1 | Full Conversion | INR | [40 empty] | 24967.2 | 24967.2 | INR Twenty Four Thousand Nine Hundred & Sixty Seven and Paise Twenty Only | 3090 | 3120.9
171 | Supply & fixing 3W LED night Lamp (Crompton/Philps) for batten light points | BI01010001010000000000000515BI0100001282 | 8 | Set | 171.7 |  |  | Excess(+) | 1 | Full Conversion | INR | [40 empty] | 1373.6 | 1373.6 | INR One Thousand Three Hundred & Seventy Three and Paise Sixty Only | 170 | 171.7
172 | Supply & fixing 9W LED night Lamp (Crompton/Philps) for batten light points | BI01010001010000000000000515BI0100001283 | 8 | Set | 343.4 |  |  | Excess(+) | 1 | Full Conversion | INR | [40 empty] | 2747.2 | 2747.2 | INR Two Thousand Seven Hundred & Forty Seven and Paise Twenty Only | 340 | 343.4
173 | Supply of 72 W LED light fitting (make Crompton, cat no - LSTP-72-CDL ) | BI01010001010000000000000515BI0100001284 | 6 | set | 6532.68 |  |  | Excess(+) | 1 | Full Conversion | INR | [40 empty] | 39196.08 | 39196.08 | INR Thirty Nine Thousand One Hundred & Ninety Six and Paise Eight Only | 6468 | 6532.68
174 | Supply and installation of three phase 415V 3 Hp (2.2 Kw) submersible Pump Motor set suitable for 150mm bore well having overall head of (34 mtr to 18 mtr) & discharge of (175 LPM to 410LPM). The discharge outlet size will be 50mm.(Make Kirloskar/ KSB/ Crompton) | BI01010001010000000000000515BI0100001285 | 1 | set | 35870.15 |  |  | Excess(+) | 1 | Full Conversion | INR | [40 empty] | 35870.15 | 35870.15 | INR Thirty Five Thousand Eight Hundred & Seventy and Paise Fifteen Only | 35515 | 35870.15
175 | Supply & fixing of control panel suitable for 3 Phase 3 HP submersible pump motor set comprising of DOL starter, dual ammeter & voltmeter, indicator lamp to be fixed on wall incl making connection & necy earthing attachment.(Make L&T/Crompton/KSB) | BI01010001010000000000000515BI0100001286 | 1 | set | 3927.89 |  |  | Excess(+) | 1 | Full Conversion | INR | [40 empty] | 3927.89 | 3927.89 | INR Three Thousand Nine Hundred & Twenty Seven and Paise Eighty Nine Only | 3889 | 3927.89
176 | Labour charge for Testing & Lowering the submersible Pump motor set with submersible cable along with the column pipes into the tube well after socketing the column pipes step by step including arrangement of tripod, chain pully & tools & Tackles & providing suitable manpower to satisfactory operation. | BI01010001010000000000000515BI0100001287 | 1 | LS | 2525 |  |  | Excess(+) | 1 | Full Conversion | INR | [40 empty] | 2525 | 2525 | INR Two Thousand Five Hundred & Twenty Five Only | 2500 | 2525
177 | Supply & Laying 3 core 2.5 sqmm flat submersible cable (Finolex)incl. | BI01010001010000000000000515BI0100001288 | 60 | mtr | 85.85 |  |  | Excess(+) | 1 | Full Conversion | INR | [40 empty] | 5151 | 5151 | INR Five Thousand One Hundred & Fifty One Only | 85 | 85.85
178 | Supply & installation of 50mm dia G.I. pipe (Make TATA-M) of Ave length 6.5 mtr (20 ft) each pipe having heavy duty G.I. socket/elbow (TATA) incl cutting & threading as required a) Make TATA Medium (For Vertical column pipe & Hrizontal delivery pipe line upto the building) (A)-(II) G.I. pipe & fittings item no -1(f) (ii) | BI01010001010000000000000515BI0100001289 | 75 | mtr | 545.4 |  |  | Excess(+) | 1 | Full Conversion | INR | [40 empty] | 40905 | 40905 | INR Forty Thousand Nine Hundred & Five Only | 540 | 545.4
179 | Supply & fixing 50 mm dia Gun metal Non-Return valve(ISI) | BI01010001010000000000000515BI0100001290 | 1 | each | 2626 |  |  | Excess(+) | 1 | Full Conversion | INR | [40 empty] | 2626 | 2626 | INR Two Thousand Six Hundred & Twenty Six Only | 2600 | 2626
180 | Supplying, fitting and fixing 50 mm gunmetal wheel valve of approved brand and make tested to 21 kg per sq. cm. (for water lines only). | BI01010001010000000000000515BI0100001291 | 2 | each | 2299.77 |  |  | Excess(+) | 1 | Full Conversion | INR | [40 empty] | 4599.54 | 4599.54 | INR Four Thousand Five Hundred & Ninety Nine and Paise Fifty Four Only | 2277 | 2299.77
181 | Supply & fixing 50 mm dia G.I. Peets valve(ISI) (tested 21 kg per cm) (A)-(II) G.I. pipe & fittings item no -4 | BI01010001010000000000000515BI0100001292 | 2 | each | 2385.62 |  |  | Excess(+) | 1 | Full Conversion | INR | [40 empty] | 4771.24 | 4771.24 | INR Four Thousand Seven Hundred & Seventy One and Paise Twenty Four Only | 2362 | 2385.62
182 | Supply & fixing 50mm dia G.I. Nipple short piece 75mm long | BI01010001010000000000000515BI0100001293 | 6 | each | 127.26 |  |  | Excess(+) | 1 | Full Conversion | INR | [40 empty] | 763.56 | 763.56 | INR Seven Hundred & Sixty Three and Paise Fifty Six Only | 126 | 127.26
183 | Supply & fixing 50 mm dia G.I. Plug | BI01010001010000000000000515BI0100001294 | 2 | each | 86.86 |  |  | Excess(+) | 1 | Full Conversion | INR | [40 empty] | 173.72 | 173.72 | INR One Hundred & Seventy Three and Paise Seventy Two Only | 86 | 86.86
184 | Supply & fixing 80mm x 50mm dia reducing tee(for delivery line from header) | BI01010001010000000000000515BI0100001295 | 3 | each | 465.61 |  |  | Excess(+) | 1 | Full Conversion | INR | [40 empty] | 1396.83 | 1396.83 | INR One Thousand Three Hundred & Ninety Six and Paise Eighty Three Only | 461 | 465.61
185 | Supply & fixing 50 mm dia G.I. Union (A)-(II) G.I. pipe & fittings item no -(I) | BI01010001010000000000000515BI0100001296 | 4 | each | 265.63 |  |  | Excess(+) | 1 | Full Conversion | INR | [40 empty] | 1062.52 | 1062.52 | INR One Thousand &Sixty Two and Paise Fifty Two Only | 263 | 265.63
186 | Supply & fixing 50 mm dia G.I. Flange (A)-(II) G.I. pipe & fittings item no -(G) | BI01010001010000000000000515BI0100001297 | 4 | pair | 161.6 |  |  | Excess(+) | 1 | Full Conversion | INR | [40 empty] | 646.4 | 646.4 | INR Six Hundred & Forty Six and Paise Forty Only | 160 | 161.6
187 | Supply & fixing holding clamp fabricated by 50mm x 6mm with necy. Nuts, bolts & washers for holding the the column pipe. | BI01010001010000000000000515BI0100001298 | 2 | pairs | 227.25 |  |  | Excess(+) | 1 | Full Conversion | INR | [40 empty] | 454.5 | 454.5 | INR Four Hundred & Fifty Four and Paise Fifty Only | 225 | 227.25
Total in Figures | [51 empty] | 18260574.937 | 18260574.937 | INR One Crore Eighty Two Lakh Sixty Thousand Five Hundred & Seventy Four and Paise Ninety Four Only | 18260574.896
Quoted Rate in Figures |  |  |  | Select | [47 empty] | 0 | 0 | INR Zero Only
Quoted Rate in Words |  | INR Zero Only
Note on K14: gepadmin: 1. If you choose "Full Conversion" then Column BA (AMOUNT) and Column BB (TAXES) BOTH values will be convert based on selected Currency in (Column L). 2. If you choose "Partial Conversion" then Column BA (AMOUNT) only will be converted based on selected currency (Column L) and Column BB (TAXES) value (INR) will be added to the converted values.
Note on K17: gepadmin: 1. If you choose "Full Conversion" then Column BA (AMOUNT) and Column BB (TAXES) BOTH values will be convert based on selected Currency in (Column L). 2. If you choose "Partial Conversion" then Column BA (AMOUNT) only will be converted based on selected currency (Column L) and Column BB (TAXES) value (INR) will be added to the converted values.
Note on K18: gepadmin: 1. If you choose "Full Conversion" then Column BA (AMOUNT) and Column BB (TAXES) BOTH values will be convert based on selected Currency in (Column L). 2. If you choose "Partial Conversion" then Column BA (AMOUNT) only will be converted based on selected currency (Column L) and Column BB (TAXES) value (INR) will be added to the converted values.
Note on K13: gepadmin: 1. If you choose "Full Conversion" then Column BA (AMOUNT) and Column BB (TAXES) BOTH values will be convert based on selected Currency in (Column L). 2. If you choose "Partial Conversion" then Column BA (AMOUNT) only will be converted based on selected currency (Column L) and Column BB (TAXES) value (INR) will be added to the converted values.
Note on K16: gepadmin: 1. If you choose "Full Conversion" then Column BA (AMOUNT) and Column BB (TAXES) BOTH values will be convert based on selected Currency in (Column L). 2. If you choose "Partial Conversion" then Column BA (AMOUNT) only will be converted based on selected currency (Column L) and Column BB (TAXES) value (INR) will be added to the converted values.
Note on K33: gepadmin: 1. If you choose "Full Conversion" then Column BA (AMOUNT) and Column BB (TAXES) BOTH values will be convert based on selected Currency in (Column L). 2. If you choose "Partial Conversion" then Column BA (AMOUNT) only will be converted based on selected currency (Column L) and Column BB (TAXES) value (INR) will be added to the converted values.
Note on K61: gepadmin: 1. If you choose "Full Conversion" then Column BA (AMOUNT) and Column BB (TAXES) BOTH values will be convert based on selected Currency in (Column L). 2. If you choose "Partial Conversion" then Column BA (AMOUNT) only will be converted based on selected currency (Column L) and Column BB (TAXES) value (INR) will be added to the converted values.
Note on K62: gepadmin: 1. If you choose "Full Conversion" then Column BA (AMOUNT) and Column BB (TAXES) BOTH values will be convert based on selected Currency in (Column L). 2. If you choose "Partial Conversion" then Column BA (AMOUNT) only will be converted based on selected currency (Column L) and Column BB (TAXES) value (INR) will be added to the converted values.
Note on K83: gepadmin: 1. If you choose "Full Conversion" then Column BA (AMOUNT) and Column BB (TAXES) BOTH values will be convert based on selected Currency in (Column L). 2. If you choose "Partial Conversion" then Column BA (AMOUNT) only will be converted based on selected currency (Column L) and Column BB (TAXES) value (INR) will be added to the converted values.
Note on K54: gepadmin: 1. If you choose "Full Conversion" then Column BA (AMOUNT) and Column BB (TAXES) BOTH values will be convert based on selected Currency in (Column L). 2. If you choose "Partial Conversion" then Column BA (AMOUNT) only will be converted based on selected currency (Column L) and Column BB (TAXES) value (INR) will be added to the converted values.
Note on K95: gepadmin: 1. If you choose "Full Conversion" then Column BA (AMOUNT) and Column BB (TAXES) BOTH values will be convert based on selected Currency in (Column L). 2. If you choose "Partial Conversion" then Column BA (AMOUNT) only will be converted based on selected currency (Column L) and Column BB (TAXES) value (INR) will be added to the converted values.
Note on K25: gepadmin: 1. If you choose "Full Conversion" then Column BA (AMOUNT) and Column BB (TAXES) BOTH values will be convert based on selected Currency in (Column L). 2. If you choose "Partial Conversion" then Column BA (AMOUNT) only will be converted based on selected currency (Column L) and Column BB (TAXES) value (INR) will be added to the converted values.
Note on K35: gepadmin: 1. If you choose "Full Conversion" then Column BA (AMOUNT) and Column BB (TAXES) BOTH values will be convert based on selected Currency in (Column L). 2. If you choose "Partial Conversion" then Column BA (AMOUNT) only will be converted based on selected currency (Column L) and Column BB (TAXES) value (INR) will be added to the converted values.
Note on K37: gepadmin: 1. If you choose "Full Conversion" then Column BA (AMOUNT) and Column BB (TAXES) BOTH values will be convert based on selected Currency in (Column L). 2. If you choose "Partial Conversion" then Column BA (AMOUNT) only will be converted based on selected currency (Column L) and Column BB (TAXES) value (INR) will be added to the converted values.
Note on K40: gepadmin: 1. If you choose "Full Conversion" then Column BA (AMOUNT) and Column BB (TAXES) BOTH values will be convert based on selected Currency in (Column L). 2. If you choose "Partial Conversion" then Column BA (AMOUNT) only will be converted based on selected currency (Column L) and Column BB (TAXES) value (INR) will be added to the converted values.
Note on K42: gepadmin: 1. If you choose "Full Conversion" then Column BA (AMOUNT) and Column BB (TAXES) BOTH values will be convert based on selected Currency in (Column L). 2. If you choose "Partial Conversion" then Column BA (AMOUNT) only will be converted based on selected currency (Column L) and Column BB (TAXES) value (INR) will be added to the converted values.
Note on K44: gepadmin: 1. If you choose "Full Conversion" then Column BA (AMOUNT) and Column BB (TAXES) BOTH values will be convert based on selected Currency in (Column L). 2. If you choose "Partial Conversion" then Column BA (AMOUNT) only will be converted based on selected currency (Column L) and Column BB (TAXES) value (INR) will be added to the converted values.
Note on K46: gepadmin: 1. If you choose "Full Conversion" then Column BA (AMOUNT) and Column BB (TAXES) BOTH values will be convert based on selected Currency in (Column L). 2. If you choose "Partial Conversion" then Column BA (AMOUNT) only will be converted based on selected currency (Column L) and Column BB (TAXES) value (INR) will be added to the converted values.
Note on K48: gepadmin: 1. If you choose "Full Conversion" then Column BA (AMOUNT) and Column BB (TAXES) BOTH values will be convert based on selected Currency in (Column L). 2. If you choose "Partial Conversion" then Column BA (AMOUNT) only will be converted based on selected currency (Column L) and Column BB (TAXES) value (INR) will be added to the converted values.
Note on K101: gepadmin: 1. If you choose "Full Conversion" then Column BA (AMOUNT) and Column BB (TAXES) BOTH values will be convert based on selected Currency in (Column L). 2. If you choose "Partial Conversion" then Column BA (AMOUNT) only will be converted based on selected currency (Column L) and Column BB (TAXES) value (INR) will be added to the converted values.
Note on K115: gepadmin: 1. If you choose "Full Conversion" then Column BA (AMOUNT) and Column BB (TAXES) BOTH values will be convert based on selected Currency in (Column L). 2. If you choose "Partial Conversion" then Column BA (AMOUNT) only will be converted based on selected currency (Column L) and Column BB (TAXES) value (INR) will be added to the converted values.
Note on K21: gepadmin: 1. If you choose "Full Conversion" then Column BA (AMOUNT) and Column BB (TAXES) BOTH values will be convert based on selected Currency in (Column L). 2. If you choose "Partial Conversion" then Column BA (AMOUNT) only will be converted based on selected currency (Column L) and Column BB (TAXES) value (INR) will be added to the converted values.
Note on K122: gepadmin: 1. If you choose "Full Conversion" then Column BA (AMOUNT) and Column BB (TAXES) BOTH values will be convert based on selected Currency in (Column L). 2. If you choose "Partial Conversion" then Column BA (AMOUNT) only will be converted based on selected currency (Column L) and Column BB (TAXES) value (INR) will be added to the converted values.
Note on K136: gepadmin: 1. If you choose "Full Conversion" then Column BA (AMOUNT) and Column BB (TAXES) BOTH values will be convert based on selected Currency in (Column L). 2. If you choose "Partial Conversion" then Column BA (AMOUNT) only will be converted based on selected currency (Column L) and Column BB (TAXES) value (INR) will be added to the converted values.
Note on K24: gepadmin: 1. If you choose "Full Conversion" then Column BA (AMOUNT) and Column BB (TAXES) BOTH values will be convert based on selected Currency in (Column L). 2. If you choose "Partial Conversion" then Column BA (AMOUNT) only will be converted based on selected currency (Column L) and Column BB (TAXES) value (INR) will be added to the converted values.
Note on K20: gepadmin: 1. If you choose "Full Conversion" then Column BA (AMOUNT) and Column BB (TAXES) BOTH values will be convert based on selected Currency in (Column L). 2. If you choose "Partial Conversion" then Column BA (AMOUNT) only will be converted based on selected currency (Column L) and Column BB (TAXES) value (INR) will be added to the converted values.
Note on K29: gepadmin: 1. If you choose "Full Conversion" then Column BA (AMOUNT) and Column BB (TAXES) BOTH values will be convert based on selected Currency in (Column L). 2. If you choose "Partial Conversion" then Column BA (AMOUNT) only will be converted based on selected currency (Column L) and Column BB (TAXES) value (INR) will be added to the converted values.
Note on K34: gepadmin: 1. If you choose "Full Conversion" then Column BA (AMOUNT) and Column BB (TAXES) BOTH values will be convert based on selected Currency in (Column L). 2. If you choose "Partial Conversion" then Column BA (AMOUNT) only will be converted based on selected currency (Column L) and Column BB (TAXES) value (INR) will be added to the converted values.
Note on K49: gepadmin: 1. If you choose "Full Conversion" then Column BA (AMOUNT) and Column BB (TAXES) BOTH values will be convert based on selected Currency in (Column L). 2. If you choose "Partial Conversion" then Column BA (AMOUNT) only will be converted based on selected currency (Column L) and Column BB (TAXES) value (INR) will be added to the converted values.
Note on K58: gepadmin: 1. If you choose "Full Conversion" then Column BA (AMOUNT) and Column BB (TAXES) BOTH values will be convert based on selected Currency in (Column L). 2. If you choose "Partial Conversion" then Column BA (AMOUNT) only will be converted based on selected currency (Column L) and Column BB (TAXES) value (INR) will be added to the converted values.
Note on K78: gepadmin: 1. If you choose "Full Conversion" then Column BA (AMOUNT) and Column BB (TAXES) BOTH values will be convert based on selected Currency in (Column L). 2. If you choose "Partial Conversion" then Column BA (AMOUNT) only will be converted based on selected currency (Column L) and Column BB (TAXES) value (INR) will be added to the converted values.
Note on K89: gepadmin: 1. If you choose "Full Conversion" then Column BA (AMOUNT) and Column BB (TAXES) BOTH values will be convert based on selected Currency in (Column L). 2. If you choose "Partial Conversion" then Column BA (AMOUNT) only will be converted based on selected currency (Column L) and Column BB (TAXES) value (INR) will be added to the converted values.
Note on K105: gepadmin: 1. If you choose "Full Conversion" then Column BA (AMOUNT) and Column BB (TAXES) BOTH values will be convert based on selected Currency in (Column L). 2. If you choose "Partial Conversion" then Column BA (AMOUNT) only will be converted based on selected currency (Column L) and Column BB (TAXES) value (INR) will be added to the converted values.
Note on K117: gepadmin: 1. If you choose "Full Conversion" then Column BA (AMOUNT) and Column BB (TAXES) BOTH values will be convert based on selected Currency in (Column L). 2. If you choose "Partial Conversion" then Column BA (AMOUNT) only will be converted based on selected currency (Column L) and Column BB (TAXES) value (INR) will be added to the converted values.
Note on K125: gepadmin: 1. If you choose "Full Conversion" then Column BA (AMOUNT) and Column BB (TAXES) BOTH values will be convert based on selected Currency in (Column L). 2. If you choose "Partial Conversion" then Column BA (AMOUNT) only will be converted based on selected currency (Column L) and Column BB (TAXES) value (INR) will be added to the converted values.
Note on K126: gepadmin: 1. If you choose "Full Conversion" then Column BA (AMOUNT) and Column BB (TAXES) BOTH values will be convert based on selected Currency in (Column L). 2. If you choose "Partial Conversion" then Column BA (AMOUNT) only will be converted based on selected currency (Column L) and Column BB (TAXES) value (INR) will be added to the converted values.
Note on K146: gepadmin: 1. If you choose "Full Conversion" then Column BA (AMOUNT) and Column BB (TAXES) BOTH values will be convert based on selected Currency in (Column L). 2. If you choose "Partial Conversion" then Column BA (AMOUNT) only will be converted based on selected currency (Column L) and Column BB (TAXES) value (INR) will be added to the converted values.
Note on K55: gepadmin: 1. If you choose "Full Conversion" then Column BA (AMOUNT) and Column BB (TAXES) BOTH values will be convert based on selected Currency in (Column L). 2. If you choose "Partial Conversion" then Column BA (AMOUNT) only will be converted based on selected currency (Column L) and Column BB (TAXES) value (INR) will be added to the converted values.
Note on K66: gepadmin: 1. If you choose "Full Conversion" then Column BA (AMOUNT) and Column BB (TAXES) BOTH values will be convert based on selected Currency in (Column L). 2. If you choose "Partial Conversion" then Column BA (AMOUNT) only will be converted based on selected currency (Column L) and Column BB (TAXES) value (INR) will be added to the converted values.
Note on K71: gepadmin: 1. If you choose "Full Conversion" then Column BA (AMOUNT) and Column BB (TAXES) BOTH values will be convert based on selected Currency in (Column L). 2. If you choose "Partial Conversion" then Column BA (AMOUNT) only will be converted based on selected currency (Column L) and Column BB (TAXES) value (INR) will be added to the converted values.
Note on K87: gepadmin: 1. If you choose "Full Conversion" then Column BA (AMOUNT) and Column BB (TAXES) BOTH values will be convert based on selected Currency in (Column L). 2. If you choose "Partial Conversion" then Column BA (AMOUNT) only will be converted based on selected currency (Column L) and Column BB (TAXES) value (INR) will be added to the converted values.
Note on K98: gepadmin: 1. If you choose "Full Conversion" then Column BA (AMOUNT) and Column BB (TAXES) BOTH values will be convert based on selected Currency in (Column L). 2. If you choose "Partial Conversion" then Column BA (AMOUNT) only will be converted based on selected currency (Column L) and Column BB (TAXES) value (INR) will be added to the converted values.
Note on K103: gepadmin: 1. If you choose "Full Conversion" then Column BA (AMOUNT) and Column BB (TAXES) BOTH values will be convert based on selected Currency in (Column L). 2. If you choose "Partial Conversion" then Column BA (AMOUNT) only will be converted based on selected currency (Column L) and Column BB (TAXES) value (INR) will be added to the converted values.
Note on K121: gepadmin: 1. If you choose "Full Conversion" then Column BA (AMOUNT) and Column BB (TAXES) BOTH values will be convert based on selected Currency in (Column L). 2. If you choose "Partial Conversion" then Column BA (AMOUNT) only will be converted based on selected currency (Column L) and Column BB (TAXES) value (INR) will be added to the converted values.
Note on K135: gepadmin: 1. If you choose "Full Conversion" then Column BA (AMOUNT) and Column BB (TAXES) BOTH values will be convert based on selected Currency in (Column L). 2. If you choose "Partial Conversion" then Column BA (AMOUNT) only will be converted based on selected currency (Column L) and Column BB (TAXES) value (INR) will be added to the converted values.
Note on K88: gepadmin: 1. If you choose "Full Conversion" then Column BA (AMOUNT) and Column BB (TAXES) BOTH values will be convert based on selected Currency in (Column L). 2. If you choose "Partial Conversion" then Column BA (AMOUNT) only will be converted based on selected currency (Column L) and Column BB (TAXES) value (INR) will be added to the converted values.
Note on K102: gepadmin: 1. If you choose "Full Conversion" then Column BA (AMOUNT) and Column BB (TAXES) BOTH values will be convert based on selected Currency in (Column L). 2. If you choose "Partial Conversion" then Column BA (AMOUNT) only will be converted based on selected currency (Column L) and Column BB (TAXES) value (INR) will be added to the converted values.
Note on K120: gepadmin: 1. If you choose "Full Conversion" then Column BA (AMOUNT) and Column BB (TAXES) BOTH values will be convert based on selected Currency in (Column L). 2. If you choose "Partial Conversion" then Column BA (AMOUNT) only will be converted based on selected currency (Column L) and Column BB (TAXES) value (INR) will be added to the converted values.
Note on K147: gepadmin: 1. If you choose "Full Conversion" then Column BA (AMOUNT) and Column BB (TAXES) BOTH values will be convert based on selected Currency in (Column L). 2. If you choose "Partial Conversion" then Column BA (AMOUNT) only will be converted based on selected currency (Column L) and Column BB (TAXES) value (INR) will be added to the converted values.
Note on K41: gepadmin: 1. If you choose "Full Conversion" then Column BA (AMOUNT) and Column BB (TAXES) BOTH values will be convert based on selected Currency in (Column L). 2. If you choose "Partial Conversion" then Column BA (AMOUNT) only will be converted based on selected currency (Column L) and Column BB (TAXES) value (INR) will be added to the converted values.
Note on K63: gepadmin: 1. If you choose "Full Conversion" then Column BA (AMOUNT) and Column BB (TAXES) BOTH values will be convert based on selected Currency in (Column L). 2. If you choose "Partial Conversion" then Column BA (AMOUNT) only will be converted based on selected currency (Column L) and Column BB (TAXES) value (INR) will be added to the converted values.
Note on K85: gepadmin: 1. If you choose "Full Conversion" then Column BA (AMOUNT) and Column BB (TAXES) BOTH values will be convert based on selected Currency in (Column L). 2. If you choose "Partial Conversion" then Column BA (AMOUNT) only will be converted based on selected currency (Column L) and Column BB (TAXES) value (INR) will be added to the converted values.
Note on K91: gepadmin: 1. If you choose "Full Conversion" then Column BA (AMOUNT) and Column BB (TAXES) BOTH values will be convert based on selected Currency in (Column L). 2. If you choose "Partial Conversion" then Column BA (AMOUNT) only will be converted based on selected currency (Column L) and Column BB (TAXES) value (INR) will be added to the converted values.
Note on K94: gepadmin: 1. If you choose "Full Conversion" then Column BA (AMOUNT) and Column BB (TAXES) BOTH values will be convert based on selected Currency in (Column L). 2. If you choose "Partial Conversion" then Column BA (AMOUNT) only will be converted based on selected currency (Column L) and Column BB (TAXES) value (INR) will be added to the converted values.
Note on K97: gepadmin: 1. If you choose "Full Conversion" then Column BA (AMOUNT) and Column BB (TAXES) BOTH values will be convert based on selected Currency in (Column L). 2. If you choose "Partial Conversion" then Column BA (AMOUNT) only will be converted based on selected currency (Column L) and Column BB (TAXES) value (INR) will be added to the converted values.
Note on K108: gepadmin: 1. If you choose "Full Conversion" then Column BA (AMOUNT) and Column BB (TAXES) BOTH values will be convert based on selected Currency in (Column L). 2. If you choose "Partial Conversion" then Column BA (AMOUNT) only will be converted based on selected currency (Column L) and Column BB (TAXES) value (INR) will be added to the converted values.
Note on K118: gepadmin: 1. If you choose "Full Conversion" then Column BA (AMOUNT) and Column BB (TAXES) BOTH values will be convert based on selected Currency in (Column L). 2. If you choose "Partial Conversion" then Column BA (AMOUNT) only will be converted based on selected currency (Column L) and Column BB (TAXES) value (INR) will be added to the converted values.
Note on K138: gepadmin: 1. If you choose "Full Conversion" then Column BA (AMOUNT) and Column BB (TAXES) BOTH values will be convert based on selected Currency in (Column L). 2. If you choose "Partial Conversion" then Column BA (AMOUNT) only will be converted based on selected currency (Column L) and Column BB (TAXES) value (INR) will be added to the converted values.
Note on K143: gepadmin: 1. If you choose "Full Conversion" then Column BA (AMOUNT) and Column BB (TAXES) BOTH values will be convert based on selected Currency in (Column L). 2. If you choose "Partial Conversion" then Column BA (AMOUNT) only will be converted based on selected currency (Column L) and Column BB (TAXES) value (INR) will be added to the converted values.
Note on K23: gepadmin: 1. If you choose "Full Conversion" then Column BA (AMOUNT) and Column BB (TAXES) BOTH values will be convert based on selected Currency in (Column L). 2. If you choose "Partial Conversion" then Column BA (AMOUNT) only will be converted based on selected currency (Column L) and Column BB (TAXES) value (INR) will be added to the converted values.
Note on K27: gepadmin: 1. If you choose "Full Conversion" then Column BA (AMOUNT) and Column BB (TAXES) BOTH values will be convert based on selected Currency in (Column L). 2. If you choose "Partial Conversion" then Column BA (AMOUNT) only will be converted based on selected currency (Column L) and Column BB (TAXES) value (INR) will be added to the converted values.
Note on K31: gepadmin: 1. If you choose "Full Conversion" then Column BA (AMOUNT) and Column BB (TAXES) BOTH values will be convert based on selected Currency in (Column L). 2. If you choose "Partial Conversion" then Column BA (AMOUNT) only will be converted based on selected currency (Column L) and Column BB (TAXES) value (INR) will be added to the converted values.
Note on K36: gepadmin: 1. If you choose "Full Conversion" then Column BA (AMOUNT) and Column BB (TAXES) BOTH values will be convert based on selected Currency in (Column L). 2. If you choose "Partial Conversion" then Column BA (AMOUNT) only will be converted based on selected currency (Column L) and Column BB (TAXES) value (INR) will be added to the converted values.
Note on K43: gepadmin: 1. If you choose "Full Conversion" then Column BA (AMOUNT) and Column BB (TAXES) BOTH values will be convert based on selected Currency in (Column L). 2. If you choose "Partial Conversion" then Column BA (AMOUNT) only will be converted based on selected currency (Column L) and Column BB (TAXES) value (INR) will be added to the converted values.
Note on K47: gepadmin: 1. If you choose "Full Conversion" then Column BA (AMOUNT) and Column BB (TAXES) BOTH values will be convert based on selected Currency in (Column L). 2. If you choose "Partial Conversion" then Column BA (AMOUNT) only will be converted based on selected currency (Column L) and Column BB (TAXES) value (INR) will be added to the converted values.
Note on K51: gepadmin: 1. If you choose "Full Conversion" then Column BA (AMOUNT) and Column BB (TAXES) BOTH values will be convert based on selected Currency in (Column L). 2. If you choose "Partial Conversion" then Column BA (AMOUNT) only will be converted based on selected currency (Column L) and Column BB (TAXES) value (INR) will be added to the converted values.
Note on K68: gepadmin: 1. If you choose "Full Conversion" then Column BA (AMOUNT) and Column BB (TAXES) BOTH values will be convert based on selected Currency in (Column L). 2. If you choose "Partial Conversion" then Column BA (AMOUNT) only will be converted based on selected currency (Column L) and Column BB (TAXES) value (INR) will be added to the converted values.
Note on K72: gepadmin: 1. If you choose "Full Conversion" then Column BA (AMOUNT) and Column BB (TAXES) BOTH values will be convert based on selected Currency in (Column L). 2. If you choose "Partial Conversion" then Column BA (AMOUNT) only will be converted based on selected currency (Column L) and Column BB (TAXES) value (INR) will be added to the converted values.
Note on K76: gepadmin: 1. If you choose "Full Conversion" then Column BA (AMOUNT) and Column BB (TAXES) BOTH values will be convert based on selected Currency in (Column L). 2. If you choose "Partial Conversion" then Column BA (AMOUNT) only will be converted based on selected currency (Column L) and Column BB (TAXES) value (INR) will be added to the converted values.
Note on K110: gepadmin: 1. If you choose "Full Conversion" then Column BA (AMOUNT) and Column BB (TAXES) BOTH values will be convert based on selected Currency in (Column L). 2. If you choose "Partial Conversion" then Column BA (AMOUNT) only will be converted based on selected currency (Column L) and Column BB (TAXES) value (INR) will be added to the converted values.
Note on K127: gepadmin: 1. If you choose "Full Conversion" then Column BA (AMOUNT) and Column BB (TAXES) BOTH values will be convert based on selected Currency in (Column L). 2. If you choose "Partial Conversion" then Column BA (AMOUNT) only will be converted based on selected currency (Column L) and Column BB (TAXES) value (INR) will be added to the converted values.
Note on K128: gepadmin: 1. If you choose "Full Conversion" then Column BA (AMOUNT) and Column BB (TAXES) BOTH values will be convert based on selected Currency in (Column L). 2. If you choose "Partial Conversion" then Column BA (AMOUNT) only will be converted based on selected currency (Column L) and Column BB (TAXES) value (INR) will be added to the converted values.
Note on K129: gepadmin: 1. If you choose "Full Conversion" then Column BA (AMOUNT) and Column BB (TAXES) BOTH values will be convert based on selected Currency in (Column L). 2. If you choose "Partial Conversion" then Column BA (AMOUNT) only will be converted based on selected currency (Column L) and Column BB (TAXES) value (INR) will be added to the converted values.
Note on K134: gepadmin: 1. If you choose "Full Conversion" then Column BA (AMOUNT) and Column BB (TAXES) BOTH values will be convert based on selected Currency in (Column L). 2. If you choose "Partial Conversion" then Column BA (AMOUNT) only will be converted based on selected currency (Column L) and Column BB (TAXES) value (INR) will be added to the converted values.
Note on K148: gepadmin: 1. If you choose "Full Conversion" then Column BA (AMOUNT) and Column BB (TAXES) BOTH values will be convert based on selected Currency in (Column L). 2. If you choose "Partial Conversion" then Column BA (AMOUNT) only will be converted based on selected currency (Column L) and Column BB (TAXES) value (INR) will be added to the converted values.
Note on K151: gepadmin: 1. If you choose "Full Conversion" then Column BA (AMOUNT) and Column BB (TAXES) BOTH values will be convert based on selected Currency in (Column L). 2. If you choose "Partial Conversion" then Column BA (AMOUNT) only will be converted based on selected currency (Column L) and Column BB (TAXES) value (INR) will be added to the converted values.
Note on K161: gepadmin: 1. If you choose "Full Conversion" then Column BA (AMOUNT) and Column BB (TAXES) BOTH values will be convert based on selected Currency in (Column L). 2. If you choose "Partial Conversion" then Column BA (AMOUNT) only will be converted based on selected currency (Column L) and Column BB (TAXES) value (INR) will be added to the converted values.
Note on K167: gepadmin: 1. If you choose "Full Conversion" then Column BA (AMOUNT) and Column BB (TAXES) BOTH values will be convert based on selected Currency in (Column L). 2. If you choose "Partial Conversion" then Column BA (AMOUNT) only will be converted based on selected currency (Column L) and Column BB (TAXES) value (INR) will be added to the converted values.
Note on K170: gepadmin: 1. If you choose "Full Conversion" then Column BA (AMOUNT) and Column BB (TAXES) BOTH values will be convert based on selected Currency in (Column L). 2. If you choose "Partial Conversion" then Column BA (AMOUNT) only will be converted based on selected currency (Column L) and Column BB (TAXES) value (INR) will be added to the converted values.
Note on K175: gepadmin: 1. If you choose "Full Conversion" then Column BA (AMOUNT) and Column BB (TAXES) BOTH values will be convert based on selected Currency in (Column L). 2. If you choose "Partial Conversion" then Column BA (AMOUNT) only will be converted based on selected currency (Column L) and Column BB (TAXES) value (INR) will be added to the converted values.
Note on K19: gepadmin: 1. If you choose "Full Conversion" then Column BA (AMOUNT) and Column BB (TAXES) BOTH values will be convert based on selected Currency in (Column L). 2. If you choose "Partial Conversion" then Column BA (AMOUNT) only will be converted based on selected currency (Column L) and Column BB (TAXES) value (INR) will be added to the converted values.
Note on K81: gepadmin: 1. If you choose "Full Conversion" then Column BA (AMOUNT) and Column BB (TAXES) BOTH values will be convert based on selected Currency in (Column L). 2. If you choose "Partial Conversion" then Column BA (AMOUNT) only will be converted based on selected currency (Column L) and Column BB (TAXES) value (INR) will be added to the converted values.
Note on K30: gepadmin: 1. If you choose "Full Conversion" then Column BA (AMOUNT) and Column BB (TAXES) BOTH values will be convert based on selected Currency in (Column L). 2. If you choose "Partial Conversion" then Column BA (AMOUNT) only will be converted based on selected currency (Column L) and Column BB (TAXES) value (INR) will be added to the converted values.
Note on K50: gepadmin: 1. If you choose "Full Conversion" then Column BA (AMOUNT) and Column BB (TAXES) BOTH values will be convert based on selected Currency in (Column L). 2. If you choose "Partial Conversion" then Column BA (AMOUNT) only will be converted based on selected currency (Column L) and Column BB (TAXES) value (INR) will be added to the converted values.
Note on K70: gepadmin: 1. If you choose "Full Conversion" then Column BA (AMOUNT) and Column BB (TAXES) BOTH values will be convert based on selected Currency in (Column L). 2. If you choose "Partial Conversion" then Column BA (AMOUNT) only will be converted based on selected currency (Column L) and Column BB (TAXES) value (INR) will be added to the converted values.
Note on K82: gepadmin: 1. If you choose "Full Conversion" then Column BA (AMOUNT) and Column BB (TAXES) BOTH values will be convert based on selected Currency in (Column L). 2. If you choose "Partial Conversion" then Column BA (AMOUNT) only will be converted based on selected currency (Column L) and Column BB (TAXES) value (INR) will be added to the converted values.
Note on K84: gepadmin: 1. If you choose "Full Conversion" then Column BA (AMOUNT) and Column BB (TAXES) BOTH values will be convert based on selected Currency in (Column L). 2. If you choose "Partial Conversion" then Column BA (AMOUNT) only will be converted based on selected currency (Column L) and Column BB (TAXES) value (INR) will be added to the converted values.
Note on K90: gepadmin: 1. If you choose "Full Conversion" then Column BA (AMOUNT) and Column BB (TAXES) BOTH values will be convert based on selected Currency in (Column L). 2. If you choose "Partial Conversion" then Column BA (AMOUNT) only will be converted based on selected currency (Column L) and Column BB (TAXES) value (INR) will be added to the converted values.
Note on K93: gepadmin: 1. If you choose "Full Conversion" then Column BA (AMOUNT) and Column BB (TAXES) BOTH values will be convert based on selected Currency in (Column L). 2. If you choose "Partial Conversion" then Column BA (AMOUNT) only will be converted based on selected currency (Column L) and Column BB (TAXES) value (INR) will be added to the converted values.
Note on K96: gepadmin: 1. If you choose "Full Conversion" then Column BA (AMOUNT) and Column BB (TAXES) BOTH values will be convert based on selected Currency in (Column L). 2. If you choose "Partial Conversion" then Column BA (AMOUNT) only will be converted based on selected currency (Column L) and Column BB (TAXES) value (INR) will be added to the converted values.
Note on K104: gepadmin: 1. If you choose "Full Conversion" then Column BA (AMOUNT) and Column BB (TAXES) BOTH values will be convert based on selected Currency in (Column L). 2. If you choose "Partial Conversion" then Column BA (AMOUNT) only will be converted based on selected currency (Column L) and Column BB (TAXES) value (INR) will be added to the converted values.
Note on K109: gepadmin: 1. If you choose "Full Conversion" then Column BA (AMOUNT) and Column BB (TAXES) BOTH values will be convert based on selected Currency in (Column L). 2. If you choose "Partial Conversion" then Column BA (AMOUNT) only will be converted based on selected currency (Column L) and Column BB (TAXES) value (INR) will be added to the converted values.
Note on K111: gepadmin: 1. If you choose "Full Conversion" then Column BA (AMOUNT) and Column BB (TAXES) BOTH values will be convert based on selected Currency in (Column L). 2. If you choose "Partial Conversion" then Column BA (AMOUNT) only will be converted based on selected currency (Column L) and Column BB (TAXES) value (INR) will be added to the converted values.
Note on K112: gepadmin: 1. If you choose "Full Conversion" then Column BA (AMOUNT) and Column BB (TAXES) BOTH values will be convert based on selected Currency in (Column L). 2. If you choose "Partial Conversion" then Column BA (AMOUNT) only will be converted based on selected currency (Column L) and Column BB (TAXES) value (INR) will be added to the converted values.
Note on K53: gepadmin: 1. If you choose "Full Conversion" then Column BA (AMOUNT) and Column BB (TAXES) BOTH values will be convert based on selected Currency in (Column L). 2. If you choose "Partial Conversion" then Column BA (AMOUNT) only will be converted based on selected currency (Column L) and Column BB (TAXES) value (INR) will be added to the converted values.
Note on K56: gepadmin: 1. If you choose "Full Conversion" then Column BA (AMOUNT) and Column BB (TAXES) BOTH values will be convert based on selected Currency in (Column L). 2. If you choose "Partial Conversion" then Column BA (AMOUNT) only will be converted based on selected currency (Column L) and Column BB (TAXES) value (INR) will be added to the converted values.
Note on K60: gepadmin: 1. If you choose "Full Conversion" then Column BA (AMOUNT) and Column BB (TAXES) BOTH values will be convert based on selected Currency in (Column L). 2. If you choose "Partial Conversion" then Column BA (AMOUNT) only will be converted based on selected currency (Column L) and Column BB (TAXES) value (INR) will be added to the converted values.
Note on K116: gepadmin: 1. If you choose "Full Conversion" then Column BA (AMOUNT) and Column BB (TAXES) BOTH values will be convert based on selected Currency in (Column L). 2. If you choose "Partial Conversion" then Column BA (AMOUNT) only will be converted based on selected currency (Column L) and Column BB (TAXES) value (INR) will be added to the converted values.
Note on K131: gepadmin: 1. If you choose "Full Conversion" then Column BA (AMOUNT) and Column BB (TAXES) BOTH values will be convert based on selected Currency in (Column L). 2. If you choose "Partial Conversion" then Column BA (AMOUNT) only will be converted based on selected currency (Column L) and Column BB (TAXES) value (INR) will be added to the converted values.
Note on K139: gepadmin: 1. If you choose "Full Conversion" then Column BA (AMOUNT) and Column BB (TAXES) BOTH values will be convert based on selected Currency in (Column L). 2. If you choose "Partial Conversion" then Column BA (AMOUNT) only will be converted based on selected currency (Column L) and Column BB (TAXES) value (INR) will be added to the converted values.
Note on K140: gepadmin: 1. If you choose "Full Conversion" then Column BA (AMOUNT) and Column BB (TAXES) BOTH values will be convert based on selected Currency in (Column L). 2. If you choose "Partial Conversion" then Column BA (AMOUNT) only will be converted based on selected currency (Column L) and Column BB (TAXES) value (INR) will be added to the converted values.
Note on K141: gepadmin: 1. If you choose "Full Conversion" then Column BA (AMOUNT) and Column BB (TAXES) BOTH values will be convert based on selected Currency in (Column L). 2. If you choose "Partial Conversion" then Column BA (AMOUNT) only will be converted based on selected currency (Column L) and Column BB (TAXES) value (INR) will be added to the converted values.
Note on K153: gepadmin: 1. If you choose "Full Conversion" then Column BA (AMOUNT) and Column BB (TAXES) BOTH values will be convert based on selected Currency in (Column L). 2. If you choose "Partial Conversion" then Column BA (AMOUNT) only will be converted based on selected currency (Column L) and Column BB (TAXES) value (INR) will be added to the converted values.
Note on K164: gepadmin: 1. If you choose "Full Conversion" then Column BA (AMOUNT) and Column BB (TAXES) BOTH values will be convert based on selected Currency in (Column L). 2. If you choose "Partial Conversion" then Column BA (AMOUNT) only will be converted based on selected currency (Column L) and Column BB (TAXES) value (INR) will be added to the converted values.
Note on K15: gepadmin: 1. If you choose "Full Conversion" then Column BA (AMOUNT) and Column BB (TAXES) BOTH values will be convert based on selected Currency in (Column L). 2. If you choose "Partial Conversion" then Column BA (AMOUNT) only will be converted based on selected currency (Column L) and Column BB (TAXES) value (INR) will be added to the converted values.
Note on K26: gepadmin: 1. If you choose "Full Conversion" then Column BA (AMOUNT) and Column BB (TAXES) BOTH values will be convert based on selected Currency in (Column L). 2. If you choose "Partial Conversion" then Column BA (AMOUNT) only will be converted based on selected currency (Column L) and Column BB (TAXES) value (INR) will be added to the converted values.
Note on K32: gepadmin: 1. If you choose "Full Conversion" then Column BA (AMOUNT) and Column BB (TAXES) BOTH values will be convert based on selected Currency in (Column L). 2. If you choose "Partial Conversion" then Column BA (AMOUNT) only will be converted based on selected currency (Column L) and Column BB (TAXES) value (INR) will be added to the converted values.
Note on K38: gepadmin: 1. If you choose "Full Conversion" then Column BA (AMOUNT) and Column BB (TAXES) BOTH values will be convert based on selected Currency in (Column L). 2. If you choose "Partial Conversion" then Column BA (AMOUNT) only will be converted based on selected currency (Column L) and Column BB (TAXES) value (INR) will be added to the converted values.
Note on K39: gepadmin: 1. If you choose "Full Conversion" then Column BA (AMOUNT) and Column BB (TAXES) BOTH values will be convert based on selected Currency in (Column L). 2. If you choose "Partial Conversion" then Column BA (AMOUNT) only will be converted based on selected currency (Column L) and Column BB (TAXES) value (INR) will be added to the converted values.
Note on K45: gepadmin: 1. If you choose "Full Conversion" then Column BA (AMOUNT) and Column BB (TAXES) BOTH values will be convert based on selected Currency in (Column L). 2. If you choose "Partial Conversion" then Column BA (AMOUNT) only will be converted based on selected currency (Column L) and Column BB (TAXES) value (INR) will be added to the converted values.
Note on K52: gepadmin: 1. If you choose "Full Conversion" then Column BA (AMOUNT) and Column BB (TAXES) BOTH values will be convert based on selected Currency in (Column L). 2. If you choose "Partial Conversion" then Column BA (AMOUNT) only will be converted based on selected currency (Column L) and Column BB (TAXES) value (INR) will be added to the converted values.
Note on K59: gepadmin: 1. If you choose "Full Conversion" then Column BA (AMOUNT) and Column BB (TAXES) BOTH values will be convert based on selected Currency in (Column L). 2. If you choose "Partial Conversion" then Column BA (AMOUNT) only will be converted based on selected currency (Column L) and Column BB (TAXES) value (INR) will be added to the converted values.
Note on K64: gepadmin: 1. If you choose "Full Conversion" then Column BA (AMOUNT) and Column BB (TAXES) BOTH values will be convert based on selected Currency in (Column L). 2. If you choose "Partial Conversion" then Column BA (AMOUNT) only will be converted based on selected currency (Column L) and Column BB (TAXES) value (INR) will be added to the converted values.
Note on K79: gepadmin: 1. If you choose "Full Conversion" then Column BA (AMOUNT) and Column BB (TAXES) BOTH values will be convert based on selected Currency in (Column L). 2. If you choose "Partial Conversion" then Column BA (AMOUNT) only will be converted based on selected currency (Column L) and Column BB (TAXES) value (INR) will be added to the converted values.
Note on K80: gepadmin: 1. If you choose "Full Conversion" then Column BA (AMOUNT) and Column BB (TAXES) BOTH values will be convert based on selected Currency in (Column L). 2. If you choose "Partial Conversion" then Column BA (AMOUNT) only will be converted based on selected currency (Column L) and Column BB (TAXES) value (INR) will be added to the converted values.
Note on K92: gepadmin: 1. If you choose "Full Conversion" then Column BA (AMOUNT) and Column BB (TAXES) BOTH values will be convert based on selected Currency in (Column L). 2. If you choose "Partial Conversion" then Column BA (AMOUNT) only will be converted based on selected currency (Column L) and Column BB (TAXES) value (INR) will be added to the converted values.
Note on K99: gepadmin: 1. If you choose "Full Conversion" then Column BA (AMOUNT) and Column BB (TAXES) BOTH values will be convert based on selected Currency in (Column L). 2. If you choose "Partial Conversion" then Column BA (AMOUNT) only will be converted based on selected currency (Column L) and Column BB (TAXES) value (INR) will be added to the converted values.
Note on K100: gepadmin: 1. If you choose "Full Conversion" then Column BA (AMOUNT) and Column BB (TAXES) BOTH values will be convert based on selected Currency in (Column L). 2. If you choose "Partial Conversion" then Column BA (AMOUNT) only will be converted based on selected currency (Column L) and Column BB (TAXES) value (INR) will be added to the converted values.
Note on K107: gepadmin: 1. If you choose "Full Conversion" then Column BA (AMOUNT) and Column BB (TAXES) BOTH values will be convert based on selected Currency in (Column L). 2. If you choose "Partial Conversion" then Column BA (AMOUNT) only will be converted based on selected currency (Column L) and Column BB (TAXES) value (INR) will be added to the converted values.
Note on K106: gepadmin: 1. If you choose "Full Conversion" then Column BA (AMOUNT) and Column BB (TAXES) BOTH values will be convert based on selected Currency in (Column L). 2. If you choose "Partial Conversion" then Column BA (AMOUNT) only will be converted based on selected currency (Column L) and Column BB (TAXES) value (INR) will be added to the converted values.
Note on K113: gepadmin: 1. If you choose "Full Conversion" then Column BA (AMOUNT) and Column BB (TAXES) BOTH values will be convert based on selected Currency in (Column L). 2. If you choose "Partial Conversion" then Column BA (AMOUNT) only will be converted based on selected currency (Column L) and Column BB (TAXES) value (INR) will be added to the converted values.
Note on K114: gepadmin: 1. If you choose "Full Conversion" then Column BA (AMOUNT) and Column BB (TAXES) BOTH values will be convert based on selected Currency in (Column L). 2. If you choose "Partial Conversion" then Column BA (AMOUNT) only will be converted based on selected currency (Column L) and Column BB (TAXES) value (INR) will be added to the converted values.
Note on K119: gepadmin: 1. If you choose "Full Conversion" then Column BA (AMOUNT) and Column BB (TAXES) BOTH values will be convert based on selected Currency in (Column L). 2. If you choose "Partial Conversion" then Column BA (AMOUNT) only will be converted based on selected currency (Column L) and Column BB (TAXES) value (INR) will be added to the converted values.
Note on K86: gepadmin: 1. If you choose "Full Conversion" then Column BA (AMOUNT) and Column BB (TAXES) BOTH values will be convert based on selected Currency in (Column L). 2. If you choose "Partial Conversion" then Column BA (AMOUNT) only will be converted based on selected currency (Column L) and Column BB (TAXES) value (INR) will be added to the converted values.
Note on K69: gepadmin: 1. If you choose "Full Conversion" then Column BA (AMOUNT) and Column BB (TAXES) BOTH values will be convert based on selected Currency in (Column L). 2. If you choose "Partial Conversion" then Column BA (AMOUNT) only will be converted based on selected currency (Column L) and Column BB (TAXES) value (INR) will be added to the converted values.
Note on K22: gepadmin: 1. If you choose "Full Conversion" then Column BA (AMOUNT) and Column BB (TAXES) BOTH values will be convert based on selected Currency in (Column L). 2. If you choose "Partial Conversion" then Column BA (AMOUNT) only will be converted based on selected currency (Column L) and Column BB (TAXES) value (INR) will be added to the converted values.
Note on K124: gepadmin: 1. If you choose "Full Conversion" then Column BA (AMOUNT) and Column BB (TAXES) BOTH values will be convert based on selected Currency in (Column L). 2. If you choose "Partial Conversion" then Column BA (AMOUNT) only will be converted based on selected currency (Column L) and Column BB (TAXES) value (INR) will be added to the converted values.
Note on K130: gepadmin: 1. If you choose "Full Conversion" then Column BA (AMOUNT) and Column BB (TAXES) BOTH values will be convert based on selected Currency in (Column L). 2. If you choose "Partial Conversion" then Column BA (AMOUNT) only will be converted based on selected currency (Column L) and Column BB (TAXES) value (INR) will be added to the converted values.
Note on K137: gepadmin: 1. If you choose "Full Conversion" then Column BA (AMOUNT) and Column BB (TAXES) BOTH values will be convert based on selected Currency in (Column L). 2. If you choose "Partial Conversion" then Column BA (AMOUNT) only will be converted based on selected currency (Column L) and Column BB (TAXES) value (INR) will be added to the converted values.
Note on K142: gepadmin: 1. If you choose "Full Conversion" then Column BA (AMOUNT) and Column BB (TAXES) BOTH values will be convert based on selected Currency in (Column L). 2. If you choose "Partial Conversion" then Column BA (AMOUNT) only will be converted based on selected currency (Column L) and Column BB (TAXES) value (INR) will be added to the converted values.
Note on K149: gepadmin: 1. If you choose "Full Conversion" then Column BA (AMOUNT) and Column BB (TAXES) BOTH values will be convert based on selected Currency in (Column L). 2. If you choose "Partial Conversion" then Column BA (AMOUNT) only will be converted based on selected currency (Column L) and Column BB (TAXES) value (INR) will be added to the converted values.
Note on K150: gepadmin: 1. If you choose "Full Conversion" then Column BA (AMOUNT) and Column BB (TAXES) BOTH values will be convert based on selected Currency in (Column L). 2. If you choose "Partial Conversion" then Column BA (AMOUNT) only will be converted based on selected currency (Column L) and Column BB (TAXES) value (INR) will be added to the converted values.
Note on K152: gepadmin: 1. If you choose "Full Conversion" then Column BA (AMOUNT) and Column BB (TAXES) BOTH values will be convert based on selected Currency in (Column L). 2. If you choose "Partial Conversion" then Column BA (AMOUNT) only will be converted based on selected currency (Column L) and Column BB (TAXES) value (INR) will be added to the converted values.
Note on K144: gepadmin: 1. If you choose "Full Conversion" then Column BA (AMOUNT) and Column BB (TAXES) BOTH values will be convert based on selected Currency in (Column L). 2. If you choose "Partial Conversion" then Column BA (AMOUNT) only will be converted based on selected currency (Column L) and Column BB (TAXES) value (INR) will be added to the converted values.
Note on K145: gepadmin: 1. If you choose "Full Conversion" then Column BA (AMOUNT) and Column BB (TAXES) BOTH values will be convert based on selected Currency in (Column L). 2. If you choose "Partial Conversion" then Column BA (AMOUNT) only will be converted based on selected currency (Column L) and Column BB (TAXES) value (INR) will be added to the converted values.
Note on K171: gepadmin: 1. If you choose "Full Conversion" then Column BA (AMOUNT) and Column BB (TAXES) BOTH values will be convert based on selected Currency in (Column L). 2. If you choose "Partial Conversion" then Column BA (AMOUNT) only will be converted based on selected currency (Column L) and Column BB (TAXES) value (INR) will be added to the converted values.
Note on K132: gepadmin: 1. If you choose "Full Conversion" then Column BA (AMOUNT) and Column BB (TAXES) BOTH values will be convert based on selected Currency in (Column L). 2. If you choose "Partial Conversion" then Column BA (AMOUNT) only will be converted based on selected currency (Column L) and Column BB (TAXES) value (INR) will be added to the converted values.
Note on K184: gepadmin: 1. If you choose "Full Conversion" then Column BA (AMOUNT) and Column BB (TAXES) BOTH values will be convert based on selected Currency in (Column L). 2. If you choose "Partial Conversion" then Column BA (AMOUNT) only will be converted based on selected currency (Column L) and Column BB (TAXES) value (INR) will be added to the converted values.
Note on K187: gepadmin: 1. If you choose "Full Conversion" then Column BA (AMOUNT) and Column BB (TAXES) BOTH values will be convert based on selected Currency in (Column L). 2. If you choose "Partial Conversion" then Column BA (AMOUNT) only will be converted based on selected currency (Column L) and Column BB (TAXES) value (INR) will be added to the converted values.
Note on K190: gepadmin: 1. If you choose "Full Conversion" then Column BA (AMOUNT) and Column BB (TAXES) BOTH values will be convert based on selected Currency in (Column L). 2. If you choose "Partial Conversion" then Column BA (AMOUNT) only will be converted based on selected currency (Column L) and Column BB (TAXES) value (INR) will be added to the converted values.
Note on K193: gepadmin: 1. If you choose "Full Conversion" then Column BA (AMOUNT) and Column BB (TAXES) BOTH values will be convert based on selected Currency in (Column L). 2. If you choose "Partial Conversion" then Column BA (AMOUNT) only will be converted based on selected currency (Column L) and Column BB (TAXES) value (INR) will be added to the converted values.
Note on K194: gepadmin: 1. If you choose "Full Conversion" then Column BA (AMOUNT) and Column BB (TAXES) BOTH values will be convert based on selected Currency in (Column L). 2. If you choose "Partial Conversion" then Column BA (AMOUNT) only will be converted based on selected currency (Column L) and Column BB (TAXES) value (INR) will be added to the converted values.
Note on K198: gepadmin: 1. If you choose "Full Conversion" then Column BA (AMOUNT) and Column BB (TAXES) BOTH values will be convert based on selected Currency in (Column L). 2. If you choose "Partial Conversion" then Column BA (AMOUNT) only will be converted based on selected currency (Column L) and Column BB (TAXES) value (INR) will be added to the converted values.

## Macros
Please Enable Macros to View BoQ information