## BoQ1 (hidden)
Percentage BoQ
BoQ_Ver3.0 | Percentage | Normal | INR Only | INR
Select, At Par, Excess (+), Less (-) |  | IOCL
Tender Inviting Authority: The Additional Chief Engineer, W.B.P.H&.I.D.Corpn. Ltd.
Name of Work: Construction of 18 Police Stations in LWE affected areas of West Bengal – Balance Work for Purulia District (Bundwan P.S., Boro P.S., Kotshila P.S., Jhalda P.S. & Arsha P.S.).
Contract No: WBPHIDCL/ACE/NIT- 98(e)/2018-2019 (1st Call)
Bidder Name :
PRICE SCHEDULE (This BOQ template must not be modified/replaced by the bidder and the same should be uploaded after filling the relevent columns, else the bidder is liable to be rejected for this tender. Bidders are allowed to enter the Bidder Name and Values only )
NUMBER # | TEXT # | TEXT # | NUMBER # | TEXT # | NUMBER | NUMBER | TEXT | TEXT # | NUMBER # | TEXT# | TEXT # | NUMBER # | NUMBER | NUMBER | NUMBER | NUMBER | TEXT | TEXT | NUMBER | NUMBER | NUMBER | NUMBER | TEXT | TEXT | NUMBER | NUMBER | NUMBER | NUMBER | TEXT | TEXT | NUMBER | NUMBER | NUMBER | NUMBER | TEXT | TEXT | NUMBER | NUMBER | NUMBER | NUMBER | TEXT | TEXT | NUMBER | NUMBER | NUMBER # | NUMBER # | TEXT | TEXT | NUMBER # | NUMBER # | DATE | NUMBER # | NUMBER # | TEXT #
Sl. No. | Item Description | Item Code / Make | Quantity | Units | Estimated Rate |  |  | Addition / Deduction | Addition / Deduction Values | Currency Convertion against each Item | Quoted Currency in INR / Other Currency | BASIC RATE In Figures To be entered by the Bidder Rs. P | Excise Duty | VAT | Freight Charges ( Unloading & Stacking) | Any Other Taxes/Duties/Levies |  |  | Other Taxes 2 | IIIrd Party i.e DGS&D / RITES etc Inspection Charges @0.34%+Service Tax | Less for Cenvat Credit,if any respect of Supplies Under full Excise Duty Category | [30 empty] | TOTAL AMOUNT With Taxes | TOTAL AMOUNT With Taxes | TOTAL AMOUNT In Words
1 | 2 | 3 | 4 | 5 | 6 | 7 | 8 | 9 | 10 | 11 | 12 | 13 | 14 | 15 | 16 | 17 | 18 | 19 | 20 | 21 | 22 | 23 | 24 | 25 | 26 | 27 | 28 | 29 | 30 | 31 | 32 | 33 | 34 | 35 | 36 | 37 | 38 | 39 | 40 | 41 | 42 | 43 | 44 | 45 | 46 | 47 | 48 | 49 | 50 | 51 | 52 | 53 | 54 | 55
1 | Civil works | BI01010001010000000000000515BI0100001112 | [57 empty] | 1 | Construction of chamber for 100mm sluices valve | item1 | 10 | 1 Nos
2 | Two Storied Police Station at Bundwan Earth work in excavation of foundation trenches of drains, in all sorts of soil (including mixed soil but excluding laterite or sandstone) including removing spreading or stacking the spoils with in a lead of 75m. As directed. The item includes necessary trim-ming the sides of trenches, levelling, dressing and ramming the bottom, bailing out water etc. as required complete. Depth of excavation not execeeding 1,500 mm | BI01010001010000000000000515BI0100001113 | 61.008 | CuM. | 134.92 |  |  | Excess(+) | 1 | Full Conversion | INR | [40 empty] | 8231.2 | 8231.2 | INR Eight Thousand Two Hundred & Thirty One and Paise Twenty Only | 119.27 | 134.92 |  |  |  | 2 | Construction of chamber for 100mm sluices valve | item3 | 10 | Nos
3 | Single brick flat soling of picked jhama bricks including ramming and dressing bed to proper level, and filling joints with powered or local sand. | BI01010001010000000000000515BI0100001114 | 175 | SqM. | 300.9 |  |  | Excess(+) | 1 | Full Conversion | INR | [40 empty] | 52657.5 | 52657.5 | INR Fifty Two Thousand Six Hundred & Fifty Seven and Paise Fifty Only | 266 | 300.9 |  |  |  | 3 | Supplying, Conveying and fixing spls. Including ea | item4 | 10 | Nos
4 | Ordinary Cement concrete (mix 1:1.5:3) with graded stone chips (20 mm nominal size) excluding shuttering and reinforcement if any, in ground floor as per relevant IS codes. Pakur Varity At ground floor | BI01010001010000000000000515BI0100001115 | 12 | CuM. | 6600.59 |  |  | Excess(+) | 1 | Full Conversion | INR | [40 empty] | 79207.08 | 79207.08 | INR Seventy Nine Thousand Two Hundred & Seven and Paise Eight Only | 5835.03 | 6600.59 |  |  |  | 1.01 | Supplying, Conveying and fixing spls. Including eart | item1 | 123.223 | Nos
5 | Ordinary Cement concrete (mix 1:2:4) with graded stone chips (20 mm nominal size) excluding shuttering and reinforcement,if any, in ground floor as per relevant IS codes. a) Pakur Variety | BI01010001010000000000000515BI0100001116 | 5 | CuM. | 5972.98 |  |  | Excess(+) | 1 | Full Conversion | INR | [40 empty] | 29864.9 | 29864.9 | INR Twenty Nine Thousand Eight Hundred & Sixty Four and Paise Ninety Only | 5280.22 | 5972.98 |  |  |  | 1.02 | Construction of chamber for 100mm sluice plates | item2 | 213 | Nos
6 | Brick work with 1st class bricks in cement mortar (1:6) In superstructure, ground floor | BI01010001010000000000000515BI0100001117 | 7.5 | CuM. | 5051.94 |  |  | Excess(+) | 1 | Full Conversion | INR | [40 empty] | 37889.55 | 37889.55 | INR Thirty Seven Thousand Eight Hundred & Eighty Nine and Paise Fifty Five Only | 4466 | 5051.94 |  |  |  | 2 | Construction of chamber for 100mm sluices valve | item3 | 10 | Nos
7 | Plaster (to wall, floor, ceiling etc.)with sand and cement morter including rounding off or chamfering corners as directed and raking out joints or roughening of concrete surface by chamfering etc. including throating, nosing and drip course where necessary. With 1:6 cement mortar b) 20mm thick plaster (outside) ground floor | BI01010001010000000000000515BI0100001118 | 35 | SqM | 173.07 |  |  | Excess(+) | 1 | Full Conversion | INR | [40 empty] | 6057.45 | 6057.45 | INR Six Thousand &Fifty Seven and Paise Forty Five Only | 153 | 173.07 |  |  |  | 2 | Construction of chamber for 100mm sluices valve | item3 | 10 | Nos
8 | M.S. structural works in columns, beams etc. with simple rolled structural members (e.g. joists, angle, channel sections conforming to IS: 226, IS: 808 & SP (6)- 1964 connected to one another with bracket, gussets, cleats as per design, direction of Engineer-incharge complete including cutting to requisite shape and length, fabrication with necessary bolting, metal arc welding conforming to IS: 816- 1956 & IS: 1995 using electrodes of approved make and brand conforming to IS:814- 1957, haulage, hoisting and erection all complete. The rate includes the cost of rolled steel section, consumables such as electrodes, gas and hire charge of all tools and plants and labour required for the work including allincidental chages such as electricity charges, labour insurance charges etc For Structural Works in Roof Trusses etc. using joists, channels and angles of specified section weighing less than 22.5 kg/ m | BI01010001010000000000000515BI0100001119 | 0.25 | M.T | 83438.44 |  |  | Excess(+) | 1 | Full Conversion | INR | [40 empty] | 20859.61 | 20859.61 | INR Twenty Thousand Eight Hundred & Fifty Nine and Paise Sixty One Only | 73761 | 83438.44 |  |  |  | 2 | Construction of chamber for 100mm sluices valve | item3 | 10 | Nos
9 | Galvanised corrugated iron sheet work (excluding the supporting frame work) fitted and fixed with 10 mm. dia J or L hook-bolts, limpet and bitumen washers and putty complete with 150 mm. end lap and one corrugation minimum side lap. (Payment to be made on area of finished work)(GCI sheet to be supplied by contractor) (i) In Roof: a) With 0.60 mm thick sheet | BI01010001010000000000000515BI0100001120 | 35 | Sqm | 700.21 |  |  | Excess(+) | 1 | Full Conversion | INR | [40 empty] | 24507.35 | 24507.35 | INR Twenty Four Thousand Five Hundred & Seven and Paise Thirty Five Only | 619 | 700.21 |  |  |  | 3 | Supplying, Conveying and fixing spls. Including ea | item4 | 10 | Nos
10 | (b) Priming one coat on steel or other metal surface with synthetic oil bound primer of approved quality including smoothening surfaces by sand papering etc | BI01010001010000000000000515BI0100001121 | 25 | Sqm | 32.8 |  |  | Excess(+) | 1 | Full Conversion | INR | [40 empty] | 820 | 820 | INR Eight Hundred & Twenty Only | 29 | 32.8 |  |  |  | 2 | Construction of chamber for 100mm sluices valve | item3 | 10 | Nos
11 | A) Painting with best quality synthetic enamel paint of approved make and brand including smoothening surface by sand papering etc. including using of approved putty etc. on the surface, if necessary :(b) On steel or other metal surface :iv) Two coats (with any shade except white) | BI01010001010000000000000515BI0100001122 | 25 | Sqm | 89.36 |  |  | Excess(+) | 1 | Full Conversion | INR | [40 empty] | 2234 | 2234 | INR Two Thousand Two Hundred & Thirty Four Only | 79 | 89.36 |  |  |  | 2 | Construction of chamber for 100mm sluices valve | item3 | 10 | Nos
12 | Cement washing including cleaning and smoothening surface thoroughly (cement to be used @25 kg./100 sq.m of surface for two coats): i) Two Coat . External surface ground floor | BI01010001010000000000000515BI0100001123 | 51.141 | SqM | 16.11 |  |  | Excess(+) | 1 | Full Conversion | INR | [40 empty] | 823.88 | 823.88 | INR Eight Hundred & Twenty Three and Paise Eighty Eight Only | 14.24 | 16.11 |  |  |  | 2 | Construction of chamber for 100mm sluices valve | item3 | 10 | Nos
13 | White washing including cleaning and smoothening surface thoroughlyb) Two coats (to be done on specific instruction). I) FOR GROUND FLOOR | BI01010001010000000000000515BI0100001124 | 45 | SqM | 20.52 |  |  | Excess(+) | 1 | Full Conversion | INR | [40 empty] | 923.4 | 923.4 | INR Nine Hundred & Twenty Three and Paise Forty Only | 18.14 | 20.52 |  |  |  | 2 | Construction of chamber for 100mm sluices valve | item3 | 10 | Nos
14 | Two Storied Police Station at Boro Earth work in excavation of foundation trenches of drains, in all sorts of soil (including mixed soil but excluding laterite or sandstone) including removing spreading or stacking the spoils with in a lead of 75m. As directed. The item includes necessary trim-ming the sides of trenches, levelling, dressing and ramming the bottom, bailing out water etc. as required complete. Depth of excavation not execeeding 1,500 mm | BI01010001010000000000000515BI0100001125 | 7 | Cum | 134.92 |  |  | Excess(+) | 1 | Full Conversion | INR | [40 empty] | 944.44 | 944.44 | INR Nine Hundred & Forty Four and Paise Forty Four Only | 119.27 | 134.92 |  |  |  | 2 | Construction of chamber for 100mm sluices valve | item3 | 10 | Nos
15 | Earth work in filling in foundation trenches or plinth with good earth, in layer not exceeding 150mm including watering and ramming etc. layer by layer complete a) With earth obtained from excavation of foundation. | BI01010001010000000000000515BI0100001126 | 4 | Cum | 87.71 |  |  | Excess(+) | 1 | Full Conversion | INR | [40 empty] | 350.84 | 350.84 | INR Three Hundred & Fifty and Paise Eighty Four Only | 77.54 | 87.71 |  |  |  | 2 | Construction of chamber for 100mm sluices valve | item3 | 10 | Nos
16 | Filling in foundation or plinth by silver sand in layers not exceeding 150 mm as directed and consoliding the same by through saturation with water ramming complete including the cost of supply of sand (payment to be made on measurment of finished quantity)(B) Do - by fine sand | BI01010001010000000000000515BI0100001127 | 3 | Cum | 551.36 |  |  | Excess(+) | 1 | Full Conversion | INR | [40 empty] | 1654.08 | 1654.08 | INR One Thousand Six Hundred & Fifty Four and Paise Eight Only | 487.41 | 551.36 |  |  |  | 2 | Construction of chamber for 100mm sluices valve | item3 | 10 | Nos
17 | Single brick flat soling of picked jhama bricks including ramming and dressing bed to proper level, and filling joints with powered or local sand. | BI01010001010000000000000515BI0100001128 | 25 | Sqm | 300.9 |  |  | Excess(+) | 1 | Full Conversion | INR | [40 empty] | 7522.5 | 7522.5 | INR Seven Thousand Five Hundred & Twenty Two and Paise Fifty Only | 266 | 300.9
18 | Brick work with 1st class bricks in cement mortar (1:6) (a) In foundation and plinth | BI01010001010000000000000515BI0100001129 | 5 | Cum | 4799.68 |  |  | Excess(+) | 1 | Full Conversion | INR | [40 empty] | 23998.4 | 23998.4 | INR Twenty Three Thousand Nine Hundred & Ninety Eight and Paise Forty Only | 4243 | 4799.68 | 0.24793 | 4.752 |  | 1.01 | Supplying, Conveying and fixing spls. Including eart | item1 | 123.223 | Nos
19 | Brick work with 1st class bricks in cement mortar (1:6) (b) Ground Floor Super Structure | BI01010001010000000000000515BI0100001130 | 6 | Cum | 5051.94 |  |  | Excess(+) | 1 | Full Conversion | INR | [40 empty] | 30311.64 | 30311.64 | INR Thirty Thousand Three Hundred & Eleven and Paise Sixty Four Only | 4466 | 5051.94 |  |  |  | 1.01 | Supplying, Conveying and fixing spls. Including eart | item1 | 123.223 | Nos
20 | 25mm. thick damp proof course with cement concrete with stone chips (1:1.5:3) [with graded stone aggregate 10 mm nominal size] and admixture of water proofing compound as per manufacturer's specification followed by two coat of polymer based paint, (1st coat after 4 to 5 days of concrete laying and 2 nd coat just before brick masonry work) as directed (cost of water proofing compound & polymer based paint to be paid separately).( Chequering not required over concrete or painted surface). [Note: - Waterproofing as per item NO 60, polymer based paint as per item 59 (a) of Section (C). | BI01010001010000000000000515BI0100001131 | 9 | Sqm | 210.4 |  |  | Excess(+) | 1 | Full Conversion | INR | [40 empty] | 1893.6 | 1893.6 | INR One Thousand Eight Hundred & Ninety Three and Paise Sixty Only | 186 | 210.4
21 | Neat cement punning about 1.5 mm. thick in wall, dado, window, sills, floor, drain etc. NOTE : Cement 0.152 cu.m. per 100 sq.m | BI01010001010000000000000515BI0100001132 | 30 | Sqm | 38.46 |  |  | Excess(+) | 1 | Full Conversion | INR | [40 empty] | 1153.8 | 1153.8 | INR One Thousand One Hundred & Fifty Three and Paise Eighty Only | 34 | 38.46
22 | Cement washing including cleaning and smoothening surface thoroughly (cement to be used @25 kg./100 sq.m of surface for two coats): i) Two Coat . External surface ground floor | BI01010001010000000000000515BI0100001133 | 35 | Sqm | 16.11 |  |  | Excess(+) | 1 | Full Conversion | INR | [40 empty] | 563.85 | 563.85 | INR Five Hundred & Sixty Three and Paise Eighty Five Only | 14.24 | 16.11 |  |  |  | 2 | Construction of chamber for 100mm sluices valve | item3 | 10 | Nos
23 | Applying decorative cement based paint of approved quality after preparing the surface including scraping the same thoroughly (plastered or concrete surface) as per manufacturer's specification. i) Two Coat ground floor | BI01010001010000000000000515BI0100001134 | 40 | Sqm | 55.43 |  |  | Excess(+) | 1 | Full Conversion | INR | [40 empty] | 2217.2 | 2217.2 | INR Two Thousand Two Hundred & Seventeen and Paise Twenty Only | 49 | 55.43
24 | White washing including cleaning and smoothening surface thoroughly.(b) Three coats (to be done on specific instruction). Inside ground floor | BI01010001010000000000000515BI0100001135 | 40 | Sqm | 22.64 |  |  | Excess(+) | 1 | Full Conversion | INR | [40 empty] | 905.6 | 905.6 | INR Nine Hundred & Five and Paise Sixty Only | 20.01 | 22.64
25 | Artificial stone in floor, dado, staircase etc with cement concrete (1:2:4) with stone chips, laid in panels as directed with topping made with ordinary or white cement (as necessary) and marble dust in proportion (1:2) including smooth finishing and rounding off corners including raking out joints or roughening of concrete surface and application of cement slurry before flooring works using cement @ 1.75 kg/sq.m all complete including all materials and labour. In ground floor. 3 mm. thick topping (High polishing grinding on this item is not permitted with ordinary cement). Using grey cement (ii) 25 mm. thick | BI01010001010000000000000515BI0100001136 | 18 | Sqm | 292.98 |  |  | Excess(+) | 1 | Full Conversion | INR | [40 empty] | 5273.64 | 5273.64 | INR Five Thousand Two Hundred & Seventy Three and Paise Sixty Four Only | 259 | 292.98
26 | M.S. structural works in roof trusses with tubular sections conforming to IS: 806-1957 & IS: 1161- 1958 cnnected to one another with bracket, gusset cleats as per design, direction of Engineer-in-charge complete including cutting to requisite size, fabrication with necessary metal arc welding conforming to IS: 816- 1956 & IS: 9595 using electrodes of approved make and brand conforming to IS:814- 1957, haulage, hoisting and erection all complete. The rate includes the cost of rolled steel section, consumables such as electrodes, gas and hire charge of all tools and plants and labour reqired for the work including all incidental chages such as electricity charges, labour insurance charges etc. Payment to be made on the basis of calculated weight of structural tubular memebrs as specified in relevent IS code in finished work. Payment for gusset, bracket, cleat may be made by adding the actual weight of such items with weight of finished structural members. The rates are considered for a height of erection 8 m. / 2nd floor level from the ground. Add 1.5 % extra over the rate for each additional floor or 4m. beyond the initial 8 m. or part thereof. i) For trusses spanning up to 12.00 m | BI01010001010000000000000515BI0100001137 | 0.085 | M.T | 82522.17 |  |  | Excess(+) | 1 | Full Conversion | INR | [40 empty] | 7014.38 | 7014.38 | INR Seven Thousand &Fourteen and Paise Thirty Eight Only | 72951 | 82522.17
27 | Galvanised corrugated iron sheet work (excluding the supporting frame work) fitted and fixed with 10 mm. dia J or L hook-bolts, limpet and bitumen washers and putty complete with 150 mm. end lap and one corrugation minimum side lap. (Payment to be made on area of finished work)(GCI sheet to be supplied by contractor) (i) In Roof:- a) With 0.60 mm thick sheet | BI01010001010000000000000515BI0100001138 | 15 | Sqm | 700.21 |  |  | Excess(+) | 1 | Full Conversion | INR | [40 empty] | 10503.15 | 10503.15 | INR Ten Thousand Five Hundred & Three and Paise Fifteen Only | 619 | 700.21
28 | a) M.S.or W.I. Ornamental grill of approved design joints continuously welded with M.S, W.I. Flats and bars of windows, railing etc. fitted and fixed with necessary screws and lugs in (ii) Grill weighing above 16 Kg./sq.mtr and above.First floor | BI01010001010000000000000515BI0100001139 | 1.5 | Qtl | 11077.8 |  |  | Excess(+) | 1 | Full Conversion | INR | [40 empty] | 16616.7 | 16616.7 | INR Sixteen Thousand Six Hundred & Sixteen and Paise Seventy Only | 9792.96 | 11077.8
29 | (b) Priming one coat on steel or other metal surface with synthetic oil bound primer of approved quality including smoothening surfaces by sand papering etc. | BI01010001010000000000000515BI0100001140 | 35 | Sqm | 32.8 |  |  | Excess(+) | 1 | Full Conversion | INR | [40 empty] | 1148 | 1148 | INR One Thousand One Hundred & Forty Eight Only | 29 | 32.8
30 | (A) Painting with best quality synthetic enamel paint of approved make and brand including smoothening surface by sand papering etc. including using of approved putty etc. on the surface, if necessary : With super gloss (hi-gloss) - (iv) Two coats (with any shade except white)b)On Metal Surface | BI01010001010000000000000515BI0100001141 | 35 | Sqm | 89.36 |  |  | Excess(+) | 1 | Full Conversion | INR | [40 empty] | 3127.6 | 3127.6 | INR Three Thousand One Hundred & Twenty Seven and Paise Sixty Only | 79 | 89.36
31 | Ordinary Cement concrete (mix 1:2:4) with graded stone chips (20 mm nominal size) excluding shuttering and reinforcement,if any, in ground floor as per relevant IS codes. a) Pakur Variety | BI01010001010000000000000515BI0100001142 | 3 | CuM. | 6060.79 |  |  | Excess(+) | 1 | Full Conversion | INR | [40 empty] | 18182.37 | 18182.37 | INR Eighteen Thousand One Hundred & Eighty Two and Paise Thirty Seven Only | 5357.84 | 6060.79
32 | Ordinary Cement concrete (mix 1:1.5:3) with graded stone chips (20 mm nominal size) excluding shuttering and reinforcement if any, in ground floor as per relevant IS codes. Pakur Varity Ground floor | BI01010001010000000000000515BI0100001143 | 4 | CuM. | 6686.4 |  |  | Excess(+) | 1 | Full Conversion | INR | [40 empty] | 26745.6 | 26745.6 | INR Twenty Six Thousand Seven Hundred & Forty Five and Paise Sixty Only | 5910.89 | 6686.4
33 | Ordinary Cement concrete (mix 1:1.5:3) with graded stone chips (20 mm nominal size) excluding shuttering and reinforcement if any, in ground floor as per relevant IS codes. Pakur Varity First floor | BI01010001010000000000000515BI0100001144 | 2 | CuM. | 6793.86 |  |  | Excess(+) | 1 | Full Conversion | INR | [40 empty] | 13587.72 | 13587.72 | INR Thirteen Thousand Five Hundred & Eighty Seven and Paise Seventy Two Only | 6005.89 | 6793.86
34 | Hire and labour charges for shuttering with centering and necessary staging upto 4 m using approved stout props and thick hard wood planks of approved thickness with required bracing for concrete slabs, beams and columns, lintels curved or straight including fitting, fixing and striking out after completion of works(a) 25 mm to 30 mm thick wooden shuttering as per decision & direction of Engineer-In-Charge | BI01010001010000000000000515BI0100001145 | 38 | SqM | 366.51 |  |  | Excess(+) | 1 | Full Conversion | INR | [40 empty] | 13927.38 | 13927.38 | INR Thirteen Thousand Nine Hundred & Twenty Seven and Paise Thirty Eight Only | 324 | 366.51
35 | Reinforcement for reinforced concrete work in all sorts structure including distribution bars, stirrups, binders etc. including of rods initial straightening and removal of loose rust (if necessary), cutting to requisite length , hooking and bending with 16 gauge black annealed wire at every inter section, complete as per drawing and direction. (i) Tor steel/Mild Steel SAIL/ TATA/RINL ground floor | BI01010001010000000000000515BI0100001146 | 0.25 | M.T. | 80619.49 |  |  | Excess(+) | 1 | Full Conversion | INR | [40 empty] | 20154.87 | 20154.87 | INR Twenty Thousand One Hundred & Fifty Four and Paise Eighty Seven Only | 71269 | 80619.49
36 | 125 mm. thick brick work with 1st class bricks in cement mortar (1:4) in ground floor | BI01010001010000000000000515BI0100001147 | 16.5 | SqM | 669.67 |  |  | Excess(+) | 1 | Full Conversion | INR | [40 empty] | 11049.56 | 11049.56 | INR Eleven Thousand &Forty Nine and Paise Fifty Six Only | 592 | 669.67
37 | Labour for chipping of concrete surface before taking up plastering work | BI01010001010000000000000515BI0100001148 | 34.8 | SqM | 23.76 |  |  | Excess(+) | 1 | Full Conversion | INR | [40 empty] | 826.85 | 826.85 | INR Eight Hundred & Twenty Six and Paise Eighty Five Only | 21 | 23.76
38 | Plaster (to wall, floor, ceiling etc.)with sand and cement morter including rounding off or chamfering corners as directed and raking out joints or roughening of concrete surface by chamfering etc. including throating, nosing and drip course where necessary. With 1:6 cement mortar a) 15mm thick plaster (inside) ground floor | BI01010001010000000000000515BI0100001149 | 71 | SqM | 152.71 |  |  | Excess(+) | 1 | Full Conversion | INR | [40 empty] | 10842.41 | 10842.41 | INR Ten Thousand Eight Hundred & Forty Two and Paise Forty One Only | 135 | 152.71
39 | Plaster (to wall, floor, ceiling etc.)with sand and cement morter including rounding off or chamfering corners as directed and raking out joints or roughening of concrete surface by chamfering etc. including throating, nosing and drip course where necessary. With 1:6 cement mortar b) 20mm thick plaster (outside) ground floor | BI01010001010000000000000515BI0100001150 | 40 | Sqm | 173.07 |  |  | Excess(+) | 1 | Full Conversion | INR | [40 empty] | 6922.8 | 6922.8 | INR Six Thousand Nine Hundred & Twenty Two and Paise Eighty Only | 153 | 173.07
40 | Supplying, fitting and fixing windows and ventilators with or with out integrated grills conforming to IS 1038 - 1975 and manufactured from rolled steel sections conforming to IS 7452 - 1974 with non -friction projecting type ,box type hinges , glazing clips ,lugs locking bracket , handle plat etc, including hoisting in position , straightening if required , fixing lugs in cement concrete ( 1:2:4) with stone chips 20 mm down cutting holes and mending good damages to match with existing surface complete in all respect excluding glazing. (b)Openable steel windows as per IS sizes with side hung shutters and horizotal glazing bars with/without fixed type ventilators.[The extra rate admissible for the openable portion only] i) ground floor | BI01010001010000000000000515BI0100001151 | 0.4 | SqM | 2487.51 |  |  | Excess(+) | 1 | Full Conversion | INR | [40 empty] | 995 | 995 | INR Nine Hundred & Ninety Five Only | 2199 | 2487.51
41 | Supplying best Indian sheet glass panes set in putty and fitted and fixed with nails and putty complete. (In all floors for internal wall & upto 6 m height for external wall) (i) 4 mm thick | BI01010001010000000000000515BI0100001152 | 0.38 | SqM | 606.32 |  |  | Excess(+) | 1 | Full Conversion | INR | [40 empty] | 230.4 | 230.4 | INR Two Hundred & Thirty and Paise Forty Only | 536 | 606.32
42 | Supplying fitting and fixing in position approved P.V.C. door frame (Matt finish) made of extruded P.V.C. multichamber hollow section having dimensions 60mm x 50mm x 2mm (+/0.2mm), horizontalsection will be joined with vertical section by galvanised steel screws after inserting two number steel brackets as reinforcement making suitable space for placing hinges, one steel tube 40mm x 20mm x 1.20 mm will be inserted on one full vertical side of the frame (hinge side) as reinforcement, the frame will then be fixed in the opening with the help of P.V.C. expandable fastner/wooden gutties and galvanised steel screws including cost of all materials and labour, hire charges of tools and appliances, carriage of all materials, taxes and all other incidental charges complete | BI01010001010000000000000515BI0100001153 | 5 | Mtr. | 315.6 |  |  | Excess(+) | 1 | Full Conversion | INR | [40 empty] | 1578 | 1578 | INR One Thousand Five Hundred & Seventy Eight Only | 279 | 315.6
43 | Supplying fitting and fixing P.V.C. door shutter of approved quality & shade in position, the style & rail of the P.V.C. door shutter will be made of rigid P.V.C. multicavity hollow chamber of suitable size and section with 2.0 mm (+/-0.2 mm) wall thickness, the section will have 2nos. built in beads, horizontal & vertical section shall be fixed to each other by self tapping screws and 2 nos. ofsolid plastic or M.S. tubular galvanised brackets of length 200mmx80mm and other100mmx100mm both 1.20 mm in each corner of the shutter frame for placing hinges. Polymer based multicavity hollow section of 105 mm x37mm with 2.0 mm (+/- 0.2 mm) wall thickness will be fitted in the middle as lock rail reinforced by solid polymer bar of 200 mm long at both ends abd screws from both sides. The section frame will then be fitted in by PVC panels of size 100 mmx20 mm with wall thicknessof1.2 mm(+/- 0.2mm) and2 nos.of6mm diaand screws from both sides 6mm dia bright rod will be inserted horizontally with both side check and nut system and stretches where fixing ofhinges /hasp bolt/ tower bolt /door ring are required to be strong enough to with stand wear and tear. The rate is inclusive of costof allmaterials, labour, and hire of tools and plants and appliencies. Carriage of all materials taxes and all other incidental charges complete.The rate is exclusive of cost of hinges, hasp bolt, tower bolt,door ring etc. In ground floor | BI01010001010000000000000515BI0100001154 | 1.6 | SqM | 2587.05 |  |  | Excess(+) | 1 | Full Conversion | INR | [40 empty] | 4139.28 | 4139.28 | INR Four Thousand One Hundred & Thirty Nine and Paise Twenty Eight Only | 2287 | 2587.05
44 | Supplying, fitting and fixing M.S. clamps for door and window frame made of flat bent bar, end bifurcated with necessary screws etc. by cement concrete(1:2:4) as per direction. (Cost of concrete will be paid separately) (a) 40mm X 6mm, 250mm Length | BI01010001010000000000000515BI0100001155 | 6 | Each | 32.8 |  |  | Excess(+) | 1 | Full Conversion | INR | [40 empty] | 196.8 | 196.8 | INR One Hundred & Ninety Six and Paise Eighty Only | 29 | 32.8
45 | i) Iron hasp bolt of approved quality fitted and fixed complete (oxidised) with 16mm dia rod with centre bolt and round fitting 250mm long. | BI01010001010000000000000515BI0100001156 | 1 | Each | 179.86 |  |  | Excess(+) | 1 | Full Conversion | INR | [40 empty] | 179.86 | 179.86 | INR One Hundred & Seventy Nine and Paise Eighty Six Only | 159 | 179.86
46 | Anodised aluminium barrel / tower /socket bolt (full covered) of approved manufractured from extructed section conforming to I.S. 204/74 fitted with cadmium plated screws 300 mm long X 10mm dia bolt.. | BI01010001010000000000000515BI0100001157 | 1 | Each | 111.99 |  |  | Excess(+) | 1 | Full Conversion | INR | [40 empty] | 111.99 | 111.99 | INR One Hundred & Eleven and Paise Ninety Nine Only | 99 | 111.99
47 | Anodised aliminium D-type handle of approved quality manufactured from extruded section conforming to I.S. specification (I.S. 230/72) fitted and fixed complete: (a) With continuous plate base (Hexagonal / Round rod) (v) 125 mm grip x 12 mm dia rod. | BI01010001010000000000000515BI0100001158 | 2 | Each | 116.51 |  |  | Excess(+) | 1 | Full Conversion | INR | [40 empty] | 233.02 | 233.02 | INR Two Hundred & Thirty Three and Paise Two Only | 103 | 116.51
48 | Supplying, fitting & fixing 1st quality Ceramic tiles in walls and floors to match with the existing work & 4 nos. of key stones (10mm) fixed with araldite at the back of each tile & finishing the joints with white cement mixed with colouring oxide if required to match the colour of tiles including roughening of concrete surface, if necessary or by synthetic adhesive & grout materials etc. A) Floor With Sand Cement Mortar (1:4) 20 mm thick & 2 mm thick cement slurry at back side of tiles using cement @ 2.91 Kg/Sq.m & joint filling using white cement slurry @ 0.20kg/Sq.m.Area of each tile upto 0.09 Sq.mOther than Coloured decorative including white Ground floor | BI01010001010000000000000515BI0100001159 | 7 | SqM | 779.4 |  |  | Excess(+) | 1 | Full Conversion | INR | [40 empty] | 5455.8 | 5455.8 | INR Five Thousand Four Hundred & Fifty Five and Paise Eighty Only | 689 | 779.4
49 | Supplying, fitting & fixing 1st quality Ceramic tiles in walls and floors to match with the existing work & 4 nos. of key stones (10mm) fixed with araldite at the back of each tile & finishing the joints with white cement mixed with colouring oxide if required to match the colour of tiles including roughening of concrete surface, if necessary or by synthetic adhesive & grout materials etc. B) Wall With Sand Cement Mortar (1:3) 15 mm thick & 2 mm thick cement slurry at back side of tiles using cement @ 2.91 Kg/Sq.m & joint filling using white cement slurry @ 0.20kg/Sq.m. (a) Area of each tile upto 0.09 Sq.m Other than Coloured decorative including white Ground floor | BI01010001010000000000000515BI0100001160 | 12 | SqM | 786.18 |  |  | Excess(+) | 1 | Full Conversion | INR | [40 empty] | 9434.16 | 9434.16 | INR Nine Thousand Four Hundred & Thirty Four and Paise Sixteen Only | 695 | 786.18
50 | Supplying, fitting and fixing PVC pipes of approved makeof (medium duty) conforming to ASTMD - 1785 and threaded to match with GI Pipes as per IS : 1239 (Part - I). with all necessary accessories, specials viz. socket, bend, tee, union, cross, elbo, nipple, longscrew, reducing socket, reducing tee, short piece etc. fitted with holder bats clamps, including cutting pipes, making threads,fitting, fixing etc. complete in all respect including cost of all necessary fittings as required,jointing materials and two coats of painting with approved paint in any position above ground. (Payment will be made on the centre line measurements of total pipe line including all specials. No separate payment will be made for accesories, specials. Payment for painting will be made seperately) Supreem made (a) For Exposed Work -- PVC Pipes (Dia) 25 mm | BI01010001010000000000000515BI0100001161 | 10 | Mtr. | 200.22 |  |  | Excess(+) | 1 | Full Conversion | INR | [40 empty] | 2002.2 | 2002.2 | INR Two Thousand &Two and Paise Twenty Only | 177 | 200.22
51 | Supplying, fitting and fixing PVC pipes of approved makeof (medium duty) conforming to ASTMD - 1785 and threaded to match with GI Pipes as per IS : 1239 (Part - I). with all necessary accessories, specials viz. socket, bend, tee, union, cross, elbo, nipple, longscrew, reducing socket, reducing tee, short piece etc. fitted with holder bats clamps, including cutting pipes, making threads,fitting, fixing etc. complete in all respect including cost of all necessary fittings as required,jointing materials and two coats of painting with approved paint in any position above ground. (Payment will be made on the centre line measurements of total pipe line including all specials. No separate payment will be made for accesories, specials. Payment for painting will be made seperately) Supreem made (a) For Exposed Work -- PVC Pipes (Dia) 32 mm | BI01010001010000000000000515BI0100001162 | 7 | Mtr. | 266.96 |  |  | Excess(+) | 1 | Full Conversion | INR | [40 empty] | 1868.72 | 1868.72 | INR One Thousand Eight Hundred & Sixty Eight and Paise Seventy Two Only | 236 | 266.96
52 | Supplying, fitting and fixing PVC pipes of approved makeof (medium duty) conforming to ASTMD - 1785 and threaded to match with GI Pipes as per IS : 1239 (Part - I). with all necessary accessories, specials viz. socket, bend, tee, union, cross, elbo, nipple, longscrew, reducing socket, reducing tee, short piece etc. fitted with holder bats clamps, including cutting pipes, making threads,fitting, fixing etc. complete in all respect including cost of all necessary fittings as required,jointing materials and two coats of painting with approved paint in any position above ground. (Payment will be made on the centre line measurements of total pipe line including all specials. No separate payment will be made for accesories, specials. Payment for painting will be made seperately) Supreem made (a) For Concealed work 15 mm | BI01010001010000000000000515BI0100001163 | 6 | Mtr. | 154.97 |  |  | Excess(+) | 1 | Full Conversion | INR | [40 empty] | 929.82 | 929.82 | INR Nine Hundred & Twenty Nine and Paise Eighty Two Only | 137 | 154.97
53 | Supplying, fitting and fixing Anglo-Indian W.C. in white glazed vitreous china ware of approved make complete in position with necessary bolts, nuts etc. (a) With 'P' trap (with vent) | BI01010001010000000000000515BI0100001164 | 1 | Each | 3511.24 |  |  | Excess(+) | 1 | Full Conversion | INR | [40 empty] | 3511.24 | 3511.24 | INR Three Thousand Five Hundred & Eleven and Paise Twenty Four Only | 3104 | 3511.24
54 | Supplying, fitting and fixing Closet seat of approved make with lid and C.P.hinges, rubber buffer and brass screws complete. (b) Anglo Indian (ii) Plastic (hallow type) white | BI01010001010000000000000515BI0100001165 | 1 | Each | 548.63 |  |  | Excess(+) | 1 | Full Conversion | INR | [40 empty] | 548.63 | 548.63 | INR Five Hundred & Forty Eight and Paise Sixty Three Only | 485 | 548.63
55 | Supplying, fitting and fixing 10 litre P.V.C. low-down cistern conforming to I.S. specification with P.V.C. fittings complete,C.I. brackets including two coats of painting to bracket etc. | BI01010001010000000000000515BI0100001166 | 1 | Each | 1148.17 |  |  | Excess(+) | 1 | Full Conversion | INR | [40 empty] | 1148.17 | 1148.17 | INR One Thousand One Hundred & Forty Eight and Paise Seventeen Only | 1015 | 1148.17
56 | Supplying,fitting and fixing 32 mm dia. Flush Pipe of approved make with necessary fixing materials and clamps complete. i) Polythene Flush Pipe | BI01010001010000000000000515BI0100001167 | 1 | Each | 175.34 |  |  | Excess(+) | 1 | Full Conversion | INR | [40 empty] | 175.34 | 175.34 | INR One Hundred & Seventy Five and Paise Thirty Four Only | 155 | 175.34
57 | Supplying, fitting and fixing approved brand 32 mm dia. P.V.C. waste pipe, with coupling at one end fitted with necessary clamps. 1050 mm long | BI01010001010000000000000515BI0100001168 | 1 | Each | 102.94 |  |  | Excess(+) | 1 | Full Conversion | INR | [40 empty] | 102.94 | 102.94 | INR One Hundred & Two and Paise Ninety Four Only | 91 | 102.94
58 | Supplying, fitting and fixing white vitreous china best quality approved make wash basin with C.I. brackets on 75 mm X 75 mm wooden blocks, C.P. waste fittings of 32 mm dia., one approved quality brass C.P. pillar cock of 15 mm dia., C.P. chain with rubber plug of 30 mm dia., approved quality P.V.C. waste pipe with C.P. nut 32 mm dia., 900 mm long approved quality P.V.C. connection pipe with heavy brass C.P. nut including mending good all damages and painting the brackets with two coats of approved paint.450 mm X 300 mm size | BI01010001010000000000000515BI0100001169 | 1 | Each | 2238.64 |  |  | Excess(+) | 1 | Full Conversion | INR | [40 empty] | 2238.64 | 2238.64 | INR Two Thousand Two Hundred & Thirty Eight and Paise Sixty Four Only | 1979 | 2238.64
59 | Supplying fittings & fixing soap holder (a)PTMT ( prayag or equivalent) | BI01010001010000000000000515BI0100001170 | 1 | Each | 152.71 |  |  | Excess(+) | 1 | Full Conversion | INR | [40 empty] | 152.71 | 152.71 | INR One Hundred & Fifty Two and Paise Seventy One Only | 135 | 152.71
60 | Supplying, fitting and fixing towel rail with two brackets. (a) C.P over brass (i25 mm dia. and 600 mm long | BI01010001010000000000000515BI0100001171 | 1 | Each | 486.42 |  |  | Excess(+) | 1 | Full Conversion | INR | [40 empty] | 486.42 | 486.42 | INR Four Hundred & Eighty Six and Paise Forty Two Only | 430 | 486.42
61 | Supplying, fitting and fixing best quality Indian make mirror 5.5 mm thick with silvering as per I.S.I. specifications supported on fibre glass frame of any colour, frame size 550 mm X 400 mm | BI01010001010000000000000515BI0100001172 | 1 | Each | 693.43 |  |  | Excess(+) | 1 | Full Conversion | INR | [40 empty] | 693.43 | 693.43 | INR Six Hundred & Ninety Three and Paise Forty Three Only | 613 | 693.43
62 | Supplying, fitting and fixing approved brand P.V.C. CONNECTOR white flexible, with both ends coupling with heavy brass C.P. nut, 15 mm dia. (ii) 450 mm long | BI01010001010000000000000515BI0100001173 | 1 | Each | 92.76 |  |  | Excess(+) | 1 | Full Conversion | INR | [40 empty] | 92.76 | 92.76 | INR Ninety Two and Paise Seventy Six Only | 82 | 92.76
63 | Supplying ,fitting and fixing bib cock or stop cock. (e) PTMT (Polytetra methylene terephthalate) Stop Cock (Prayag or Equivalent) 15 mm. | BI01010001010000000000000515BI0100001174 | 4 | Each | 174.2 |  |  | Excess(+) | 1 | Full Conversion | INR | [40 empty] | 696.8 | 696.8 | INR Six Hundred & Ninety Six and Paise Eighty Only | 154 | 174.2
64 | Supplying, fitting and fixing pillar cock of approved make. b) PTMT Pillar Cock - 15 mm. (Prayag or equivalent). | BI01010001010000000000000515BI0100001175 | 1 | Each | 251.13 |  |  | Excess(+) | 1 | Full Conversion | INR | [40 empty] | 251.13 | 251.13 | INR Two Hundred & Fifty One and Paise Thirteen Only | 222 | 251.13
65 | Supplying, fitting and fixing shower of approved brand and make. (a) (i) Chromium plated round shower with revolving joint 100 mm dia with rubid cleaning system (Equivalent to Code No. 542(N) & Model - Tropical / Sumthing Special of ESSCO or similar brand). | BI01010001010000000000000515BI0100001176 | 1 | Each | 511.3 |  |  | Excess(+) | 1 | Full Conversion | INR | [40 empty] | 511.3 | 511.3 | INR Five Hundred & Eleven and Paise Thirty Only | 452 | 511.3
66 | Supply of UPVC pipes (B Type) and fittings conforming to IS-13592-1992 (A) (i) Single Socketed 3 Mtr. Length 110 mm | BI01010001010000000000000515BI0100001177 | 4 | Mtr. | 330.31 |  |  | Excess(+) | 1 | Full Conversion | INR | [40 empty] | 1321.24 | 1321.24 | INR One Thousand Three Hundred & Twenty One and Paise Twenty Four Only | 292 | 330.31
67 | Supply of UPVC pipes (B Type) & fittings conforming to IS-13592-1992 (B) Fittings (i) Door Tee (110 mm) (b) 110 mm | BI01010001010000000000000515BI0100001178 | 1 | Each | 220.58 |  |  | Excess(+) | 1 | Full Conversion | INR | [40 empty] | 220.58 | 220.58 | INR Two Hundred & Twenty and Paise Fifty Eight Only | 195 | 220.58
68 | Supply of UPVC pipes (B Type) & fittings conforming to IS-13592-1992 (B) Fittings x) Bend 87.5º (b) 110 mm | BI01010001010000000000000515BI0100001179 | 4 | each | 135.74 |  |  | Excess(+) | 1 | Full Conversion | INR | [40 empty] | 542.96 | 542.96 | INR Five Hundred & Forty Two and Paise Ninety Six Only | 120 | 135.74
69 | Supply of UPVC pipes (B Type) & fittings conforming to IS-13592-1992 (B) Fittings xv) Vent Cowl (b) 110 mm | BI01010001010000000000000515BI0100001180 | 1 | Each | 37.33 |  |  | Excess(+) | 1 | Full Conversion | INR | [40 empty] | 37.33 | 37.33 | INR Thirty Seven and Paise Thirty Three Only | 33 | 37.33
70 | Labour for fitting and fixing U.P.V.C pipes for above ground work including cost of joining materials etc. fitting and fixing all necessary specials, cutting pipes,cutting holes in walls or R.C floor where necessary and mending good all damages excluding the cost of masonry or concrete work, if necessary but including the cost and fitting and fixing holder bat clamps (any floor) or for underground work including cutting trenches upto 1.5 mtr. and refilling the same complete as per direction of the Engineer - in - Charge.(payment will be made on centre line measurment of the total pipe line including specials) (A) Above ground (ii) 110 mm | BI01010001010000000000000515BI0100001181 | 2 | Mtr. | 64.48 |  |  | Excess(+) | 1 | Full Conversion | INR | [40 empty] | 128.96 | 128.96 | INR One Hundred & Twenty Eight and Paise Ninety Six Only | 57 | 64.48
71 | Labour for fitting and fixing U.P.V.C pipes for above ground work including cost of joining materials etc. fitting and fixing all necessary specials, cutting pipes,cutting holes in walls or R.C floor where necessary and mending good all damages excluding the cost of masonry or concrete work, if necessary but including the cost and fitting and fixing holder bat clamps (any floor) or for underground work including cutting trenches upto 1.5 mtr. and refilling the same complete as per direction of the Engineer - in - Charge.(payment will be made on centre line measurment of the total pipe line including specials) (B) Under ground (ii) 110 mm | BI01010001010000000000000515BI0100001182 | 4 | Mtr. | 95.02 |  |  | Excess(+) | 1 | Full Conversion | INR | [40 empty] | 380.08 | 380.08 | INR Three Hundred & Eighty and Paise Eight Only | 84 | 95.02
72 | Electrical Works Distribution wiring in 1.1 KV grad,3x1.5 Sqmm.single coer standard "FR" PVC insulator copper wire (finolex/Havels/Mescabe) in 19 mm bore 3 mm thick polythin pipe complete with all accosaries embaded in wall to light /fan point with piano type switch on M.S switch board with bakelite top cover recessed in wall.(Avg run 8 mtr. (avg run 8 mtr.) | BI01010001010000000000000515BI0100001183 | 2 | pts | 1249.98 |  |  | Excess(+) | 1 | Full Conversion | INR | [40 empty] | 2499.96 | 2499.96 | INR Two Thousand Four Hundred & Ninety Nine and Paise Ninety Six Only | 1105 | 1249.98
73 | Distribution wiring in 1.1 KV grad,3x1.5 Sqmm.single coer standard "FR" PVC insulator copper wire (Approved value) in 19 mm bore 3 mm thick polythin pipe complete with all accosaries embaded in wall 240v 6A 5 pin plug point including F/F 240 v 6A 3 pin flush type socket and piano key type switch including S/F earth continuty wire fixed on sheet metal (16 SWG) switch board with bakelite top cover (3m thick) flushed in wall including mending good damage do original finish on board | BI01010001010000000000000515BI0100001184 | 2 | pts | 88.23 |  |  | Excess(+) | 1 | Full Conversion | INR | [40 empty] | 176.46 | 176.46 | INR One Hundred & Seventy Six and Paise Forty Six Only | 78 | 88.23
74 | Two Storied Police Station at Kotshila Earth work in excavation of foundation trenches of drains, in all sorts of soil (including mixed soil but excluding laterite or sandstone) including removing spreading or stacking the spoils with in a lead of 75m. As directed. The item includes necessary trim-ming the sides of trenches, levelling, dressing and ramming the bottom, bailing out water etc. as required complete. Depth of excavation not execeeding 1,500 mm | BI01010001010000000000000515BI0100001185 | 26.4 | cum | 134.92 |  |  | Excess(+) | 1 | Full Conversion | INR | [40 empty] | 3561.89 | 3561.89 | INR Three Thousand Five Hundred & Sixty One and Paise Eighty Nine Only | 119.27 | 134.92 |  |  |  | 2 | Construction of chamber for 100mm sluices valve | item3 | 10 | Nos
75 | Earth work in filling in foundation trenches or plinth with good earth, in layers not exceeding 150 mm. including watering and ramming etc. layer by layer complete. (Payment to be made on the basis of measurement of finished quantity of work) (a) Depth of excavation not exceeding 1,500 mm. | BI01010001010000000000000515BI0100001186 | 20.488 | cum | 87.71 |  |  | Excess(+) | 1 | Full Conversion | INR | [40 empty] | 1797 | 1797 | INR One Thousand Seven Hundred & Ninety Seven Only | 77.54 | 87.71
76 | Supplying and laying Polythene Sheet (150gm / sq.m.) over damp proof course or below flooring or roof terracing or in foundation or in foundation trenches. | BI01010001010000000000000515BI0100001187 | 29.8 | sqm | 27.15 |  |  | Excess(+) | 1 | Full Conversion | INR | [40 empty] | 809.07 | 809.07 | INR Eight Hundred & Nine and Paise Seven Only | 24 | 27.15
77 | Ordinary Cement concrete (mix 1:1.5:3) with graded stone chips (20 mm nominal size) excluding shuttering and reinforcement if any, in ground floor as per relevant IS codes. Pakur Varity | BI01010001010000000000000515BI0100001188 | 7 | cum | 6380.24 |  |  | Excess(+) | 1 | Full Conversion | INR | [40 empty] | 44661.68 | 44661.68 | INR Forty Four Thousand Six Hundred & Sixty One and Paise Sixty Eight Only | 5640.24 | 6380.24 | -6373.24
78 | Ordinary Cement concrete (mix 1:2:4) with graded stone chips (20 mm nominal size) excluding shuttering and reinforcement if any, in ground floor as per relevant IS codes. (i) Pakur Variety (i) In foundation etc. where necessary | BI01010001010000000000000515BI0100001189 | 2.85 | cum | 5747.51 |  |  | Excess(+) | 1 | Full Conversion | INR | [40 empty] | 16380.4 | 16380.4 | INR Sixteen Thousand Three Hundred & Eighty and Paise Forty Only | 5080.9 | 5747.51
79 | Hire and labour charges for shuttering with centering and necessary staging upto 4 m using approved stout props and thick hard wood planks of approved thickness with required bracing for concrete slabs, beams and columns, lintels curved or straight including fitting, fixing and striking out after completion of works (upto roof of ground floor) (a) 25 mm to 30 mm thick wooden shuttering as per decision & direction of Engineer-In-Charge. | BI01010001010000000000000515BI0100001190 | 113 | sqm | 366.51 |  |  | Excess(+) | 1 | Full Conversion | INR | [40 empty] | 41415.63 | 41415.63 | INR Forty One Thousand Four Hundred & Fifteen and Paise Sixty Three Only | 324 | 366.51
80 | Reinforcement for reinforced concrete work in all sorts of structures including distribution bars, stirrups, binders etc initial straightening and removal of loose rust (if necessary), cutting to requisite length, hooking and bending to correct shape, placing in proper position and binding with 16 gauge black annealed wire at every intersection, complete as per drawing and direction. (a) For works in foundation, basement and upto roof of ground floor/upto 4 m (i) Tor steel/Mild Steel I. SAIL/TATA/RINL | BI01010001010000000000000515BI0100001191 | 0.5 | M.T | 80619.49 |  |  | Excess(+) | 1 | Full Conversion | INR | [40 empty] | 40309.75 | 40309.75 | INR Forty Thousand Three Hundred & Nine and Paise Seventy Five Only | 71269 | 80619.49 | -80618.99
81 | Brick work with 1st class bricks in cement mortar (1:6) (a) In foundation and plinth | BI01010001010000000000000515BI0100001192 | 5.252 | cum | 4799.68 |  |  | Excess(+) | 1 | Full Conversion | INR | [40 empty] | 25207.92 | 25207.92 | INR Twenty Five Thousand Two Hundred & Seven and Paise Ninety Two Only | 4243 | 4799.68
82 | Brick work with 1st class bricks in cement mortar (1:6) (b) In superstructure, ground floor | BI01010001010000000000000515BI0100001193 | 23 | cum | 5051.94 |  |  | Excess(+) | 1 | Full Conversion | INR | [40 empty] | 116194.62 | 116194.62 | INR One Lakh Sixteen Thousand One Hundred & Ninety Four and Paise Sixty Two Only | 4466 | 5051.94
83 | Plaster (to wall, floor, ceiling etc.) with sand and cement mortar including rounding off or chamfering corners as directed and raking out joints including throating, nosing and drip course, scaffolding/staging where necessary (Ground floor).[Excluding cost of chipping over concrete surface] (i) With 1:4 cement mortar (b) 20 mm thick plaster outside | BI01010001010000000000000515BI0100001194 | 118 | sqm | 195.7 |  |  | Excess(+) | 1 | Full Conversion | INR | [40 empty] | 23092.6 | 23092.6 | INR Twenty Three Thousand &Ninety Two and Paise Sixty Only | 173 | 195.7
84 | Plaster (to wall, floor, ceiling etc.) with sand and cement mortar including rounding off or chamfering corners as directed and raking out joints including throating, nosing and drip course, scaffolding/staging where necessary (Ground floor).[Excluding cost of chipping over concrete surface] (i) With 1:4 cement mortar (c) 15 mm thick plaster Inside | BI01010001010000000000000515BI0100001195 | 108 | sqm | 169.68 |  |  | Excess(+) | 1 | Full Conversion | INR | [40 empty] | 18325.44 | 18325.44 | INR Eighteen Thousand Three Hundred & Twenty Five and Paise Forty Four Only | 150 | 169.68
85 | Labour for Chipping of concrete surface before taking up Plastering work | BI01010001010000000000000515BI0100001196 | 112.1 | sqm | 23.76 |  |  | Excess(+) | 1 | Full Conversion | INR | [40 empty] | 2663.5 | 2663.5 | INR Two Thousand Six Hundred & Sixty Three and Paise Fifty Only | 21 | 23.76
86 | Applying decorative cement based paint of approved quality after preparing the surface including scraping the same thoroughly (plastered or concrete surface) as per manufacturer's specification. (Two Coat) GROUND FLOOR | BI01010001010000000000000515BI0100001197 | 226 | SqM | 62.7 |  |  | Excess(+) | 1 | Full Conversion | INR | [40 empty] | 14170.2 | 14170.2 | INR Fourteen Thousand One Hundred & Seventy and Paise Twenty Only | 55.43 | 62.7 |  |  | 55.43
87 | (b) Priming one coat on steel or other metal surface with synthetic oil bound primer of approved quality including smoothening surfaces by sand papering etc. | BI01010001010000000000000515BI0100001198 | 26.4 | sqm | 32.8 |  |  | Excess(+) | 1 | Full Conversion | INR | [40 empty] | 865.92 | 865.92 | INR Eight Hundred & Sixty Five and Paise Ninety Two Only | 29 | 32.8
88 | (A) Painting with best quality synthetic enamel paint of approved make and brand including smoothening surface by sand papering etc. including using of approved putty etc. on the surface, if necessary : (b) On steel or other metal surface : With super gloss (hi-gloss) - (iv) Two coats (with any shade except white) | BI01010001010000000000000515BI0100001199 | 13.2 | sqm | 89.36 |  |  | Excess(+) | 1 | Full Conversion | INR | [40 empty] | 1179.55 | 1179.55 | INR One Thousand One Hundred & Seventy Nine and Paise Fifty Five Only | 79 | 89.36
89 | Stripping off worn out plaster and raking out jointsofwalls,celings etc.upto anyheightandin any floor including removing rubbish within a lead of 75m as directed | BI01010001010000000000000515BI0100001200 | 10 | Sqm | 21.49 |  |  | Excess(+) | 1 | Full Conversion | INR | [40 empty] | 214.9 | 214.9 | INR Two Hundred & Fourteen and Paise Ninety Only | 19 | 21.49
90 | Plaster (to wall, floor, ceiling etc.) with sand and cement mortar including rounding off or chamfering corners as directed and raking out joints including throating, nosing and drip course, scaffolding/staging where necessary (Ground floor).[Excluding cost of chipping over concrete surfacei) With 1:6 cement mortar (c) 15 mm thick plaster | BI01010001010000000000000515BI0100001201 | 10 | Sqm | 152.71 |  |  | Excess(+) | 1 | Full Conversion | INR | [40 empty] | 1527.1 | 1527.1 | INR One Thousand Five Hundred & Twenty Seven and Paise Ten Only | 135 | 152.71
91 | Panel shutters of door and window, as per design (each panel consisting of single plank without joint), including fitting and fixing the same in position but excluding the cost of hinge and other fittings.(iii) 35mm thick shutters with 19mm thick panel of size 30 to 45 cm.b) Sishu, Gamar, Champ,Badam,Bhola, Mogra, Hallak. First floor | BI01010001010000000000000515BI0100001202 | 3.95 | Sqm | 3154.92 |  |  | Excess(+) | 1 | Full Conversion | INR | [40 empty] | 12461.93 | 12461.93 | INR Twelve Thousand Four Hundred & Sixty One and Paise Ninety Three Only | 2789 | 3154.92
92 | Applying decorative cement based paint of approved quality after preparing the surface including scraping the same thoroughly (plastered or concrete surface) as per manufacturer's specification. | BI01010001010000000000000515BI0100001203 | 9.2 | Sqm | 55.43 |  |  | Excess(+) | 1 | Full Conversion | INR | [40 empty] | 509.96 | 509.96 | INR Five Hundred & Nine and Paise Ninety Six Only | 49 | 55.43
93 | Primming One coat on Timber or Plaster surface with Synthetic Oil bound Primer of approved Quality inclusing smooting surface by sand Papering etc | BI01010001010000000000000515BI0100001204 | 9.2 | Sqm | 42.99 |  |  | Excess(+) | 1 | Full Conversion | INR | [40 empty] | 395.51 | 395.51 | INR Three Hundred & Ninety Five and Paise Fifty One Only | 38 | 42.99
94 | (A) Painting with best quality synthetic enamel paint of approved make and brand including smoothening surface by sand papering etc. including using of approved putty etc. on the surface, if necessary : With super gloss (hi-gloss) - (iv) Two coats (with any shade except white) a) On timber or plastered surface : | BI01010001010000000000000515BI0100001205 | 8 | Sqm | 91.63 |  |  | Excess(+) | 1 | Full Conversion | INR | [40 empty] | 733.04 | 733.04 | INR Seven Hundred & Thirty Three and Paise Four Only | 81 | 91.63
95 | Iron butt hinges of approved quality fitted and fixed with steel screws, with ISI mark 100 mm X 50 mm X 1.25 mm | BI01010001010000000000000515BI0100001206 | 27 | Each | 48.64 |  |  | Excess(+) | 1 | Full Conversion | INR | [40 empty] | 1313.28 | 1313.28 | INR One Thousand Three Hundred & Thirteen and Paise Twenty Eight Only | 43 | 48.64
96 | Anodised aluminium barrel/tower /socketbolt(fullcovered) of approved manufactured from extruded section conforming to I.S. 204/74 fitted and fixed with cadmium plated screws(iii) 100mm long x 10mm dia. bolt. | BI01010001010000000000000515BI0100001207 | 8 | Each | 59.95 |  |  | Excess(+) | 1 | Full Conversion | INR | [40 empty] | 479.6 | 479.6 | INR Four Hundred & Seventy Nine and Paise Sixty Only | 53 | 59.95
97 | Two Storied Police Station at Arsha Stripping off worn out plaster and raking out jointsofwalls,celings etc.upto anyheightandin any floor including removing rubbish within a lead of 75m as directed | BI01010001010000000000000515BI0100001208 | 15 | Sqm | 21.49 |  |  | Excess(+) | 1 | Full Conversion | INR | [40 empty] | 322.35 | 322.35 | INR Three Hundred & Twenty Two and Paise Thirty Five Only | 19 | 21.49 |  |  |  | 2 | Construction of chamber for 100mm sluices valve | item3 | 10 | Nos
98 | Surface Dressing of the ground in any kind of soil including removing vegetation inequalities not exceeding 15 cm depth and disposal of the rubbish within a lead upto 75 m as directed | BI01010001010000000000000515BI0100001209 | 15 | Sqm | 11.31 |  |  | Excess(+) | 1 | Full Conversion | INR | [40 empty] | 169.65 | 169.65 | INR One Hundred & Sixty Nine and Paise Sixty Five Only | 10 | 11.31
99 | Earth work in excavation of foundation trenches of drains, in all sorts of soil (including mixed soil but excluding laterite or sandstone) including removing spreading or stacking the spoils with in a lead of 75m. As directed. The item includes necessary trim-ming the sides of trenches, levelling, dressing and ramming the bottom, bailing out water etc. as required complete. Depth of excavation not execeeding 1,500 mm | BI01010001010000000000000515BI0100001210 | 6 | Cum | 134.92 |  |  | Excess(+) | 1 | Full Conversion | INR | [40 empty] | 809.52 | 809.52 | INR Eight Hundred & Nine and Paise Fifty Two Only | 119.27 | 134.92
100 | Earth work in filling in foundation trenches or plinth with good earth, in layers not exceeding 150 mm. including watering and ramming etc. layer by layer complete. (Payment to be made on the basis of measurement of finished quantity of work) | BI01010001010000000000000515BI0100001211 | 2.2 | Cum | 87.71 |  |  | Excess(+) | 1 | Full Conversion | INR | [40 empty] | 192.96 | 192.96 | INR One Hundred & Ninety Two and Paise Ninety Six Only | 77.54 | 87.71
101 | Ordinary Cement concrete (mix 1:2:4) with graded stone chips (20 mm nominal size) excluding shuttering and reinforcement,if any, in ground floor as per relevant IS codes. a) Pakur Variety | BI01010001010000000000000515BI0100001212 | 0.2 | Cum | 5709.69 |  |  | Excess(+) | 1 | Full Conversion | INR | [40 empty] | 1141.94 | 1141.94 | INR One Thousand One Hundred & Forty One and Paise Ninety Four Only | 5047.46 | 5709.69
102 | Brick work with 1st class bricks in cement mortar (1:6) (a) In foundation and plinth | BI01010001010000000000000515BI0100001213 | 5 | Cum | 4799.68 |  |  | Excess(+) | 1 | Full Conversion | INR | [40 empty] | 23998.4 | 23998.4 | INR Twenty Three Thousand Nine Hundred & Ninety Eight and Paise Forty Only | 4243 | 4799.68
103 | Brick work with 1st class bricks in cement mortar (1:6) (a) In foundation and plinthGround floor | BI01010001010000000000000515BI0100001214 | 2 | Cum | 5051.94 |  |  | Excess(+) | 1 | Full Conversion | INR | [40 empty] | 10103.88 | 10103.88 | INR Ten Thousand One Hundred & Three and Paise Eighty Eight Only | 4466 | 5051.94
104 | Brick work with 1st class bricks in cement mortar (1:6)First floor | BI01010001010000000000000515BI0100001215 | 2 | Cum | 5177.5 |  |  | Excess(+) | 1 | Full Conversion | INR | [40 empty] | 10355 | 10355 | INR Ten Thousand Three Hundred & Fifty Five Only | 4577 | 5177.5
105 | Plaster (to wall, floor, ceiling etc.) with sand and cement mortar including rounding off or chamfering corners as directed and raking out joints including throating, nosing and drip course, scaffolding/staging where necessary (Ground floor).[Excluding cost of chipping over concrete surfacei) With 1:6 cement morta (c) 15 mm thick plaster | BI01010001010000000000000515BI0100001216 | 26 | Sqm | 152.71 |  |  | Excess(+) | 1 | Full Conversion | INR | [40 empty] | 3970.46 | 3970.46 | INR Three Thousand Nine Hundred & Seventy and Paise Forty Six Only | 135 | 152.71
106 | Plaster (to wall, floor, ceiling etc.) with sand and cement mortar including rounding off or chamfering corners as directed and raking out joints including throating, nosing and drip course, scaffolding/staging where necessary (Ground floor).[Excluding cost of chipping over concrete surfacei) With 1:6 cement mortar b) 20mm thick plaster (outside) | BI01010001010000000000000515BI0100001217 | 30 | Sqm | 173.07 |  |  | Excess(+) | 1 | Full Conversion | INR | [40 empty] | 5192.1 | 5192.1 | INR Five Thousand One Hundred & Ninety Two and Paise Ten Only | 153 | 173.07
107 | Neat cement punning about 1.5 mm. thick in wall, dado, window, sills, floor, drain etc. NOTE : Cement 0.152 cu.m. per 100 sq.m | BI01010001010000000000000515BI0100001218 | 40 | Sqm | 38.46 |  |  | Excess(+) | 1 | Full Conversion | INR | [40 empty] | 1538.4 | 1538.4 | INR One Thousand Five Hundred & Thirty Eight and Paise Forty Only | 34 | 38.46
108 | Wood work in door and window frame fitted and fixed in position complete including a protective coat of painting at the contact surface of the frame exluding cost of concrete, Iron Butt Hinges and M.S clamps. (The quantum should be correted upto three decimals). Sal : Malayasian | BI01010001010000000000000515BI0100001219 | 0.6 | Cum | 85487.05 |  |  | Excess(+) | 1 | Full Conversion | INR | [40 empty] | 51292.23 | 51292.23 | INR Fifty One Thousand Two Hundred & Ninety Two and Paise Twenty Three Only | 75572 | 85487.05
109 | Supplying solid flush type doors of commercial quality (both side) quality, conforming to I:S 2202 timber frame consisting of top and bottom rail and side styles of well seasoned timber 65mm wide each and the entire frame fitted with 27.5mm wide battens places both ways in order to made the door of solid core and internal lipping with teak, mahogony or rose wood approved decorative veneers using phenol formaldehyde as glue etc. complete, including fitting, fixing the shutters in position but excluding the cost of hinges and other fittings in ground floor: (a) 35mm thick shutters (single leaf) | BI01010001010000000000000515BI0100001220 | 9.5 | Sqm | 3007.86 |  |  | Excess(+) | 1 | Full Conversion | INR | [40 empty] | 28574.67 | 28574.67 | INR Twenty Eight Thousand Five Hundred & Seventy Four and Paise Sixty Seven Only | 2659 | 3007.86
110 | Panel shutters of door and window, as per design (each panel consisting of single plank without joint), including fitting and fixing the same in position but excluding the cost of hinge and other fittings.(iii) 35mm thick shutters with 19mm thick panel of size 30 to 45 cm.b) Sishu, Gamar, Champ,Badam,Bhola, Mogra, Hallak. First floor | BI01010001010000000000000515BI0100001221 | 26 | Sqm | 3187.72 |  |  | Excess(+) | 1 | Full Conversion | INR | [40 empty] | 82880.72 | 82880.72 | INR Eighty Two Thousand Eight Hundred & Eighty and Paise Seventy Two Only | 2818 | 3187.72
111 | Supplying fitting and fixing in position approved P.V.C. door frame (Matt finish) made of extruded P.V.C. multichamber hollow section having dimensions 60mm x 50mm x 2mm (+/0.2mm), horizontalsection will be joined with vertical section by galvanised steel screws after inserting two number steel brackets as reinforcement making suitable space for placing hinges, one steel tube 40mm x 20mm x 1.20 mm will be inserted on one full vertical side of the frame (hinge side) as reinforcement, the frame will then be fixed in the opening with the help of P.V.C. expandable fastner/wooden gutties and galvanised steel screws including cost of all materials and labour, hire charges of tools and appliances, carriage of all materials, taxes and all other incidental charges complete | BI01010001010000000000000515BI0100001222 | 11.7 | Mtr | 315.6 |  |  | Excess(+) | 1 | Full Conversion | INR | [40 empty] | 3692.52 | 3692.52 | INR Three Thousand Six Hundred & Ninety Two and Paise Fifty Two Only | 279 | 315.6
112 | Supplying fitting and fixing P.V.C. door shutter of approved quality & shade in position, the style & rail of the P.V.C. door shutter will be made of rigid P.V.C. multicavity hollow chamber of suitable size and section with 2.0 mm (+/-0.2 mm) wall thickness, the section will have 2nos. built in beads, horizontal & vertical section shall be fixed to each other by self tapping screws and 2 nos. ofsolid plastic or M.S. tubular galvanised brackets of length 200mmx80mm and other100mmx100mm both 1.20 mm in each corner of the shutter frame for placing hinges. Polymer based multicavity hollow section of 105 mm x37mm with 2.0 mm (+/- 0.2 mm) wall thickness will be fitted in the middle as lock rail reinforced by solid polymer bar of 200 mm long at both ends abd screws from both sides. The section frame will then be fitted in by PVC panels of size 100 mmx20 mm with wall thicknessof1.2 mm(+/- 0.2mm) and2 nos.of6mm diaand screws from both sides 6mm dia bright rod will be inserted horizontally with both side check and nut system and stretches where fixing ofhinges /hasp bolt/ tower bolt /door ring are required to be strong enough to with stand wear and tear. The rate is inclusive of costof allmaterials, labour, and hire of tools and plants and appliencies. Carriage of all materials taxes and all other incidental charges complete.The rate is exclusive of cost of hinges, hasp bolt, tower bolt,door ring etc | BI01010001010000000000000515BI0100001223 | 5.7 | Sqm | 2587.05 |  |  | Excess(+) | 1 | Full Conversion | INR | [40 empty] | 14746.19 | 14746.19 | INR Fourteen Thousand Seven Hundred & Forty Six and Paise Nineteen Only | 2287 | 2587.05
113 | a) M.S.or W.I. Ornamental grill of approved design joints continuously welded with M.S, W.I. Flats and bars of windows, railing etc. fitted and fixed with necessary screws and lugs in (ii) Grill weighing above 16 Kg./sq.mtr and above.First floor | BI01010001010000000000000515BI0100001224 | 0.2 | Qtl | 11077.8 |  |  | Excess(+) | 1 | Full Conversion | INR | [40 empty] | 2215.56 | 2215.56 | INR Two Thousand Two Hundred & Fifteen and Paise Fifty Six Only | 9792.96 | 11077.8
114 | Primming One coat on Timber or Plaster surface with Synthetic Oil bound Primer of approved Quality inclusing smooting surface by sand Papering etc | BI01010001010000000000000515BI0100001225 | 35 | Sqm | 42.99 |  |  | Excess(+) | 1 | Full Conversion | INR | [40 empty] | 1504.65 | 1504.65 | INR One Thousand Five Hundred & Four and Paise Sixty Five Only | 38 | 42.99
115 | (b) Priming one coat on steel or other metal surface with synthetic oil bound primer of approved quality including smoothening surfaces by sand papering etc. | BI01010001010000000000000515BI0100001226 | 15 | Sqm | 32.8 |  |  | Excess(+) | 1 | Full Conversion | INR | [40 empty] | 492 | 492 | INR Four Hundred & Ninety Two Only | 29 | 32.8
116 | (A) Painting with best quality synthetic enamel paint of approved make and brand including smoothening surface by sand papering etc. including using of approved putty etc. on the surface, if necessary : With super gloss (hi-gloss) - (iv) Two coats (with any shade except white) a) On timber or plastered surface : | BI01010001010000000000000515BI0100001227 | 35 | Sqm | 91.63 |  |  | Excess(+) | 1 | Full Conversion | INR | [40 empty] | 3207.05 | 3207.05 | INR Three Thousand Two Hundred & Seven and Paise Five Only | 81 | 91.63
117 | (A) Painting with best quality synthetic enamel paint of approved make and brand including smoothening surface by sand papering etc. including using of approved putty etc. on the surface, if necessary : With super gloss (hi-gloss) - (iv) Two coats (with any shade except white) b)On Metal Surface | BI01010001010000000000000515BI0100001228 | 15 | Sqm | 89.36 |  |  | Excess(+) | 1 | Full Conversion | INR | [40 empty] | 1340.4 | 1340.4 | INR One Thousand Three Hundred & Forty and Paise Forty Only | 79 | 89.36
118 | Iron butt hinges of approved quality fitted and fixed with steel screws, with ISI mark 100 mm X 50 mm X 1.25 mm | BI01010001010000000000000515BI0100001229 | 42 | Each | 48.64 |  |  | Excess(+) | 1 | Full Conversion | INR | [40 empty] | 2042.88 | 2042.88 | INR Two Thousand &Forty Two and Paise Eighty Eight Only | 43 | 48.64
119 | Supplying, fitting and fixing M.S. clamps for door and window frame made of flat bent bar, end bifurcated with necessary screws etc. by cement concrete(1:2:4) as per direction. (Cost of concrete will be paid separately) (a) 40mm X 6mm, 250mm Length | BI01010001010000000000000515BI0100001230 | 80 | Each | 32.8 |  |  | Excess(+) | 1 | Full Conversion | INR | [40 empty] | 2624 | 2624 | INR Two Thousand Six Hundred & Twenty Four Only | 29 | 32.8
120 | i) Iron hasp bolt of approved quality fitted and fixed complete (oxidised) with 16mm dia rod with centre bolt and round fitting 250mm long. | BI01010001010000000000000515BI0100001231 | 6 | Each | 179.86 |  |  | Excess(+) | 1 | Full Conversion | INR | [40 empty] | 1079.16 | 1079.16 | INR One Thousand &Seventy Nine and Paise Sixteen Only | 159 | 179.86
121 | Anodised aluminium barrel / tower /socket bolt (full covered) of approved manufractured from extructed section conforming to I.S. 204/74 fitted with cadmium plated screws 300 mm long X 10mm dia bolt.. | BI01010001010000000000000515BI0100001232 | 3 | Each | 111.99 |  |  | Excess(+) | 1 | Full Conversion | INR | [40 empty] | 335.97 | 335.97 | INR Three Hundred & Thirty Five and Paise Ninety Seven Only | 99 | 111.99
122 | Anodised aluminium barrel/tower /socketbolt(fullcovered) of approved manufactured from extruded section conforming to I.S. 204/74 fitted and fixed with cadmium plated screws(iii) 100mm long x 10mm dia. bolt. | BI01010001010000000000000515BI0100001233 | 30 | Each | 59.95 |  |  | Excess(+) | 1 | Full Conversion | INR | [40 empty] | 1798.5 | 1798.5 | INR One Thousand Seven Hundred & Ninety Eight and Paise Fifty Only | 53 | 59.95
123 | Anodised aliminium D-type handle of approved quality manufactured from extruded section conforming to I.S. specification (I.S. 230/72) fitted and fixed complete: (a) With continuous plate base (Hexagonal / Round rod) (v) 125 mm grip x 12 mm dia rod. | BI01010001010000000000000515BI0100001234 | 12 | Each | 116.51 |  |  | Excess(+) | 1 | Full Conversion | INR | [40 empty] | 1398.12 | 1398.12 | INR One Thousand Three Hundred & Ninety Eight and Paise Twelve Only | 103 | 116.51
124 | Anodised aliminium D-type handle of approved quality manufactured from extruded section conforming to I.S. specification (I.S. 230/72) fitted and fixed complete: (a) With continuous plate base (Hexagonal / Round rod) (i) 75 mm grip x 10 mm dia rod. | BI01010001010000000000000515BI0100001235 | 30 | Each | 69 |  |  | Excess(+) | 1 | Full Conversion | INR | [40 empty] | 2070 | 2070 | INR Two Thousand &Seventy Only | 61 | 69
125 | Two Storied Police Station at Jhalda Surface Dressing of the ground in any kind of soil including removing vegetation inequalities not exceeding 15 cm depth and disposal of the rubbish within a lead upto 75 m as directed | BI01010001010000000000000515BI0100001236 | 20 | Sqm | 11.31 |  |  | Excess(+) | 1 | Full Conversion | INR | [40 empty] | 226.2 | 226.2 | INR Two Hundred & Twenty Six and Paise Twenty Only | 10 | 11.31 |  |  |  | 2 | Construction of chamber for 100mm sluices valve | item3 | 10 | Nos
126 | Earth work in excavation of foundation trenches of drains, in all sorts of soil (including mixed soil but excluding laterite or sandstone) including removing spreading or stacking the spoils with in a lead of 75m. As directed. The item includes necessary trim-ming the sides of trenches, levelling, dressing and ramming the bottom, bailing out water etc. as required complete. Depth of excavation not execeeding 1,500 mm | BI01010001010000000000000515BI0100001237 | 18 | CuM. | 134.92 |  |  | Excess(+) | 1 | Full Conversion | INR | [40 empty] | 2428.56 | 2428.56 | INR Two Thousand Four Hundred & Twenty Eight and Paise Fifty Six Only | 119.27 | 134.92
127 | Earth work in filling in foundation trenches or plinth with good earth, in layers not exceeding 150 mm. including watering and ramming etc. layer by layer complete. (Payment to be made on the basis of measurement of finished quantity of work) | BI01010001010000000000000515BI0100001238 | 6 | CuM. | 87.71 |  |  | Excess(+) | 1 | Full Conversion | INR | [40 empty] | 526.26 | 526.26 | INR Five Hundred & Twenty Six and Paise Twenty Six Only | 77.54 | 87.71
128 | Single brick flat soling of picked jhama bricks including ramming and dressing bed to proper level, and filling joints with powered or local sand. | BI01010001010000000000000515BI0100001239 | 28 | Sqm | 300.9 |  |  | Excess(+) | 1 | Full Conversion | INR | [40 empty] | 8425.2 | 8425.2 | INR Eight Thousand Four Hundred & Twenty Five and Paise Twenty Only | 266 | 300.9
129 | Reinforcement for reinforced concrete work in all sorts of structures including distribution bars, stirrups, binders etc initial straightening and removal of loose rust (if necessary), cutting to requisite length, hooking and bending to correct shape, placing in proper position and binding with 16 gauge black annealed wire at every intersection, complete as per drawing and direction. (a) For works in foundation, basement and upto roof of ground floor/upto 4 m (i) Tor steel/Mild SteelI. SAIL/TATA/RINL | BI01010001010000000000000515BI0100001240 | 0.8 | M.T | 80619.49 |  |  | Excess(+) | 1 | Full Conversion | INR | [40 empty] | 64495.59 | 64495.59 | INR Sixty Four Thousand Four Hundred & Ninety Five and Paise Fifty Nine Only | 71269 | 80619.49 | -80618.69
130 | Hire and labour charges for shuttering with centering and necessary staging upto 4 m using approved stout props and thick hard wood planks of approved thickness with required bracing for concrete slabs, beams and columns, lintels curved or straight including fitting, fixing and striking out after completion of works (upto roof of ground floor) (a) 25 mm to 30 mm thick wooden shuttering as per decision & direction of Engineer-In-Charge. | BI01010001010000000000000515BI0100001241 | 69.57 | Sqm | 366.51 |  |  | Excess(+) | 1 | Full Conversion | INR | [40 empty] | 25498.1 | 25498.1 | INR Twenty Five Thousand Four Hundred & Ninety Eight and Paise Ten Only | 324 | 366.51 |  | -296.94
131 | Ordinary Cement concrete (mix 1:2:4) with graded stone chips (20 mm nominal size) excluding shuttering and reinforcement,if any, in ground floor as per relevant IS codes. a) Pakur Variety | BI01010001010000000000000515BI0100001242 | 3.5 | CuM. | 5872.34 |  |  | Excess(+) | 1 | Full Conversion | INR | [40 empty] | 20553.19 | 20553.19 | INR Twenty Thousand Five Hundred & Fifty Three and Paise Nineteen Only | 5191.25 | 5872.34
132 | Ordinary Cement concrete (mix 1:1.5:3) with graded stone chips (20 mm nominal size) excluding shuttering and reinforcement if any, in ground floor as per relevant IS codes. Pakur Varity | BI01010001010000000000000515BI0100001243 | 7 | CuM. | 6502.24 |  |  | Excess(+) | 1 | Full Conversion | INR | [40 empty] | 45515.68 | 45515.68 | INR Forty Five Thousand Five Hundred & Fifteen and Paise Sixty Eight Only | 5748.09 | 6502.24 | -6495.24
133 | Brick work with 1st class bricks in cement mortar (1:6) (a) In foundation and plinth | BI01010001010000000000000515BI0100001244 | 7 | CuM. | 4799.68 |  |  | Excess(+) | 1 | Full Conversion | INR | [40 empty] | 33597.76 | 33597.76 | INR Thirty Three Thousand Five Hundred & Ninety Seven and Paise Seventy Six Only | 4243 | 4799.68
134 | Brick work with 1st class bricks in cement mortar (1:6)Ground floor | BI01010001010000000000000515BI0100001245 | 10 | CuM. | 5051.94 |  |  | Excess(+) | 1 | Full Conversion | INR | [40 empty] | 50519.4 | 50519.4 | INR Fifty Thousand Five Hundred & Nineteen and Paise Forty Only | 4466 | 5051.94
135 | Labour for chipping of concrete surface before taking up plastering work | BI01010001010000000000000515BI0100001246 | 60 | Sqm | 23.76 |  |  | Excess(+) | 1 | Full Conversion | INR | [40 empty] | 1425.6 | 1425.6 | INR One Thousand Four Hundred & Twenty Five and Paise Sixty Only | 21 | 23.76
136 | Plaster (to wall, floor, ceiling etc.)with sand and cement morter including rounding off or chamfering corners as directed and raking out joints or roughening of concrete surface by chamfering etc. including throating, nosing and drip course where necessary. With 1:6 cement mortar b) 20mm thick plaster (outside) ground floor | BI01010001010000000000000515BI0100001247 | 60 | SqM | 173.07 |  |  | Excess(+) | 1 | Full Conversion | INR | [40 empty] | 10384.2 | 10384.2 | INR Ten Thousand Three Hundred & Eighty Four and Paise Twenty Only | 153 | 173.07
137 | Plaster (to wall, floor, ceiling etc.)with sand and cement morter including rounding off or chamfering corners as directed and raking out joints or roughening of concrete surface by chamfering etc. including throating, nosing and drip course where necessary. With 1:6 cement mortar (c) 15 mm thick plaster(inside) ground floor | BI01010001010000000000000515BI0100001248 | 45 | Sqm | 152.71 |  |  | Excess(+) | 1 | Full Conversion | INR | [40 empty] | 6871.95 | 6871.95 | INR Six Thousand Eight Hundred & Seventy One and Paise Ninety Five Only | 135 | 152.71
138 | Plaster (to wall, floor, ceiling etc.)with sand and cement morter including rounding off or chamfering corners as directed and raking out joints or roughening of concrete surface by chamfering etc. including throating, nosing and drip course where necessary. (ii) With 1:4 cement mortar (c) 10 mm thick plaster(ceiling) ground floor | BI01010001010000000000000515BI0100001249 | 16 | Sqm | 138.01 |  |  | Excess(+) | 1 | Full Conversion | INR | [40 empty] | 2208.16 | 2208.16 | INR Two Thousand Two Hundred & Eight and Paise Sixteen Only | 122 | 138.01
139 | Supplying fitting approved type ventilator in position after cutting holes in walls setting in cement mortar mending damages to wall and plaster and two coats of paint of approved brand of any shade. Payment of mending good damages of wall & plaster and painting to be made separately (b) R.C.C ventilator of 20 mm. thick(i) Upto 0.10 sq.m. area | BI01010001010000000000000515BI0100001250 | 6 | Each | 122.17 |  |  | Excess(+) | 1 | Full Conversion | INR | [40 empty] | 733.02 | 733.02 | INR Seven Hundred & Thirty Three and Paise Two Only | 108 | 122.17
140 | Wood work in door and window frame fitted and fixed in position complete including a protective coat of painting at the contact surface of the frame exluding cost of concrete, Iron Butt Hinges and M.S clamps. (The quantum should be correted upto three decimals). Sal : Malayasian | BI01010001010000000000000515BI0100001251 | 0.1 | CuM. | 85487.05 |  |  | Excess(+) | 1 | Full Conversion | INR | [40 empty] | 8548.71 | 8548.71 | INR Eight Thousand Five Hundred & Forty Eight and Paise Seventy One Only | 75572 | 85487.05
141 | Supplying solid flush type doors of commercial quality (both side) quality, conforming to I:S 2202 timber frame consisting of top and bottom rail and side styles of well seasoned timber 65mm wide each and the entire frame fitted with 27.5mm wide battens places both ways in order to made the door of solid core and internal lipping with teak, mahogony or rose wood approved decorative veneers using phenol formaldehyde as glue etc. complete, including fitting, fixing the shutters in position but excluding the cost of hinges and other fittings in ground floor: (a) 35mm thick shutters (single leaf) | BI01010001010000000000000515BI0100001252 | 4 | Sqm | 3007.86 |  |  | Excess(+) | 1 | Full Conversion | INR | [40 empty] | 12031.44 | 12031.44 | INR Twelve Thousand &Thirty One and Paise Forty Four Only | 2659 | 3007.86
142 | Supplying, fitting and fixing windows and ventilators with or without integrated grills conforming to IS 1038-1975 and manufactured from rolled steel sections conforming to IS 7452-1974 with non-friction projecting type, box type hinges, glazing clips, lugs locking bracket, handle plate etc, including hoisting in position, straightening if required, fixing lugs in cement concrete ( 1:2:4) with stone chips 20 mm down cutting holes and mending gooddamagestomatchwith existingsurface completein allrespect excluding glazing (b) Openable steel windows as per IS sizes with side hung shutters and horizotal glazing bars. [The extra rate admissible for the openable portion only]i) ground floor | BI01010001010000000000000515BI0100001253 | 8.5 | Sqm | 2487.51 |  |  | Excess(+) | 1 | Full Conversion | INR | [40 empty] | 21143.84 | 21143.84 | INR Twenty One Thousand One Hundred & Forty Three and Paise Eighty Four Only | 2199 | 2487.51
143 | Supplying best Indian sheet glass panes set in putty and fitted and fixed with nails and putty complete. (In all floors for internal wall & upto 6 m height for external wall) (i) 4 mm thick (weighing 7.4 kg/Sq.m) | BI01010001010000000000000515BI0100001254 | 6.8 | Sqm | 606.32 |  |  | Excess(+) | 1 | Full Conversion | INR | [40 empty] | 4122.98 | 4122.98 | INR Four Thousand One Hundred & Twenty Two and Paise Ninety Eight Only | 536 | 606.32
144 | (vi)steel peg stay 300 mm long including fitting and fixing. | BI01010001010000000000000515BI0100001255 | 8 | Each | 39.59 |  |  | Excess(+) | 1 | Full Conversion | INR | [40 empty] | 316.72 | 316.72 | INR Three Hundred & Sixteen and Paise Seventy Two Only | 35 | 39.59
145 | Applying decorative cement based paint of approved quality after preparing the surface including scraping the same thoroughly (plastered or concrete surface) as per manufacturer's specification. (Two Coat) | BI01010001010000000000000515BI0100001256 | 60 | Sqm | 62.7 |  |  | Excess(+) | 1 | Full Conversion | INR | [40 empty] | 3762 | 3762 | INR Three Thousand Seven Hundred & Sixty Two Only | 55.43 | 62.7 |  |  | 55.43
146 | White washing including cleaning and smoothening surface thoroughly. (c) Three coats (on new works only). | BI01010001010000000000000515BI0100001257 | 65 | Sqm | 22.64 |  |  | Excess(+) | 1 | Full Conversion | INR | [40 empty] | 1471.6 | 1471.6 | INR One Thousand Four Hundred & Seventy One and Paise Sixty Only | 20.01 | 22.64 |  | 22.64
147 | Primming One coat on Timber or Plaster surface with Synthetic Oil bound Primer of approved Quality inclusing smooting surface by sand Papering etc | BI01010001010000000000000515BI0100001258 | 5.2 | Sqm | 42.99 |  |  | Excess(+) | 1 | Full Conversion | INR | [40 empty] | 223.55 | 223.55 | INR Two Hundred & Twenty Three and Paise Fifty Five Only | 38 | 42.99
148 | (b) Priming one coat on steel or other metal surface with synthetic oil bound primer of approved quality including smoothening surfaces by sand papering etc | BI01010001010000000000000515BI0100001259 | 5 | Sqm | 32.8 |  |  | Excess(+) | 1 | Full Conversion | INR | [40 empty] | 164 | 164 | INR One Hundred & Sixty Four Only | 29 | 32.8
149 | A) Painting with best quality synthetic enamel paint of approved make and brand including smoothening surface by sand papering etc. including using of approved putty etc. on the surface, if necessary : :iv) Two coats (with any shade except white) On timber or plastered surface : | BI01010001010000000000000515BI0100001260 | 8 | Sqm | 91.63 |  |  | Excess(+) | 1 | Full Conversion | INR | [40 empty] | 733.04 | 733.04 | INR Seven Hundred & Thirty Three and Paise Four Only | 81 | 91.63
150 | A) Painting with best quality synthetic enamel paint of approved make and brand including smoothening surface by sand papering etc. including using of approved putty etc. on the surface, if necessary : :iv) Two coats (with any shade except white) (b) On steel or other metal surface | BI01010001010000000000000515BI0100001261 | 7 | Sqm | 89.36 |  |  | Excess(+) | 1 | Full Conversion | INR | [40 empty] | 625.52 | 625.52 | INR Six Hundred & Twenty Five and Paise Fifty Two Only | 79 | 89.36
151 | Iron butt hinges of approved quality fitted and fixed with steel screws, with ISI mark 100 mm X 50 mm X 1.25 mm | BI01010001010000000000000515BI0100001262 | 6 | Each | 48.64 |  |  | Excess(+) | 1 | Full Conversion | INR | [40 empty] | 291.84 | 291.84 | INR Two Hundred & Ninety One and Paise Eighty Four Only | 43 | 48.64
152 | Supplying, fitting and fixing M.S. clamps for door and window frame made of flat bent bar, end bifurcated with necessary screws etc. by cement concrete(1:2:4) as per direction. (Cost of concrete will be paid separately) (a) 40mm X 6mm, 250mm Length | BI01010001010000000000000515BI0100001263 | 18 | Each | 32.8 |  |  | Excess(+) | 1 | Full Conversion | INR | [40 empty] | 590.4 | 590.4 | INR Five Hundred & Ninety and Paise Forty Only | 29 | 32.8
153 | i) Iron hasp bolt of approved quality fitted and fixed complete (oxidised) with 16mm dia rod with centre bolt and round fitting 250mm long. | BI01010001010000000000000515BI0100001264 | 1 | Each | 179.86 |  |  | Excess(+) | 1 | Full Conversion | INR | [40 empty] | 179.86 | 179.86 | INR One Hundred & Seventy Nine and Paise Eighty Six Only | 159 | 179.86
154 | Anodised aluminium barrel / tower /socket bolt (full covered) of approved manufractured from extructed section conforming to I.S. 204/74 fitted with cadmium plated screws 300 mm long X 10mm dia bolt | BI01010001010000000000000515BI0100001265 | 1 | Each | 111.99 |  |  | Excess(+) | 1 | Full Conversion | INR | [40 empty] | 111.99 | 111.99 | INR One Hundred & Eleven and Paise Ninety Nine Only | 99 | 111.99
155 | Anodised aliminium D-type handle of approved quality manufactured from extruded section conforming to I.S. specification (I.S. 230/72) fitted and fixed complete: (a) With continuous plate base (Hexagonal / Round rod) (v) 125 mm grip x 12 mm dia rod. | BI01010001010000000000000515BI0100001266 | 2 | Each | 116.51 |  |  | Excess(+) | 1 | Full Conversion | INR | [40 empty] | 233.02 | 233.02 | INR Two Hundred & Thirty Three and Paise Two Only | 103 | 116.51
156 | Artificial stone in floor, dado, staircase etc with cement concrete (1:2:4) with stone chips, laid in panels as directed with topping made with ordinary or white cement (as necessary) and marble dust in proportion (1:2) including smooth finishing and rounding off corners including raking out joints or roughening of concrete surface and application of cement slurry before flooring works using cement @ 1.75 kg/sq.m all complete including all materials and labour. In ground floor. 3 mm. thick topping (High polishing grinding on this item is not permitted with ordinary cement). Using grey cement (ii) 25 mm. thick | BI01010001010000000000000515BI0100001267 | 15 | Sqm | 292.98 |  |  | Excess(+) | 1 | Full Conversion | INR | [40 empty] | 4394.7 | 4394.7 | INR Four Thousand Three Hundred & Ninety Four and Paise Seventy Only | 259 | 292.98
158 | Applying 2 coats of Non-Toxic Acrylic Polymer modified Paint having adhesive & waterproofing properties by mixing in proportion (1 liquid: 4 cementitious material) or as per manufacturer's specification for water proofing layer in water tank etc. (No Departmental Cement is required) For Water Proofing at roof | BI01010001010000000000000515BI0100001269 | 12 | Sqm | 290.72 |  |  | Excess(+) | 1 | Full Conversion | INR | [40 empty] | 3488.64 | 3488.64 | INR Three Thousand Four Hundred & Eighty Eight and Paise Sixty Four Only | 257 | 290.72
159 | Electrical Work Lying of 2 x 6 sqmm XLPE/A cable in underground trench 460 mm wide x 760 mm avg. depth, with brick protection on the top of the cable wire 8 nos brick per mtr.,including filling the space between the brick and cable and also the trench with shifted soil, leveling up and rstoring surface duly rammed. | BI01010001010000000000000515BI0100001270 | 12 | Mtr. | 195.7 |  |  | Excess(+) | 1 | Full Conversion | INR | [40 empty] | 2348.4 | 2348.4 | INR Two Thousand Three Hundred & Forty Eight and Paise Forty Only | 173 | 195.7
160 | Distribution wiring in 1.1 KV grad,3x1.5 Sqmm.single coer standard "FR" PVC insulator copper wire (finolex/Havels/Mescabe) in 19 mm bore 3 mm thick polythin pipe complete with all accosaries embaded in wall to light /fan point with piano type switch on M.S switch board with bakelite top cover recessed in wall.(Avg run 8 mtr. (avg run 8 mtr.) | BI01010001010000000000000515BI0100001271 | 4 | pts | 1249.98 |  |  | Excess(+) | 1 | Full Conversion | INR | [40 empty] | 4999.92 | 4999.92 | INR Four Thousand Nine Hundred & Ninety Nine and Paise Ninety Two Only | 1105 | 1249.98
161 | Distribution wiring in 1.1 KV grad,3x1.5 Sqmm.single coer standard "FR" PVC insulator copper wire (Approved value) in 19 mm bore 3 mm thick polythin pipe complete with all accosaries embaded in wall 240v 6A 5 pin plug point including F/F 240 v 6A 3 pin flush type socket and piano key type switch including S/F earth continuty wire fixed on sheet metal (16 SWG) switch board with bakelite top cover (3m thick) flushed in wall including mending good damage do original finish a0 on board | BI01010001010000000000000515BI0100001272 | 2 | pts | 88.23 |  |  | Excess(+) | 1 | Full Conversion | INR | [40 empty] | 176.46 | 176.46 | INR One Hundred & Seventy Six and Paise Forty Six Only | 78 | 88.23
162 | Supplying & fixing 1400 mm sweep ceiling fan (Orient, New Bridge ) complete with all accasories inclusive coper flex wire. | BI01010001010000000000000515BI0100001273 | 1 | Each | 2509 |  |  | Excess(+) | 1 | Full Conversion | INR | [40 empty] | 2509 | 2509 | INR Two Thousand Five Hundred & Nine Only | 2218 | 2509
163 | Sppply & fixing fluorescent(make philips cat. No - TMC 501 X TL36WEBT0 including S/F 36 w tube lamp | BI01010001010000000000000515BI0100001274 | 2 | Set | 1266.94 |  |  | Excess(+) | 1 | Full Conversion | INR | [40 empty] | 2533.88 | 2533.88 | INR Two Thousand Five Hundred & Thirty Three and Paise Eighty Eight Only | 1120 | 1266.94
164 | fixing fan clamp for RC ceiling as per specification after cutting the ceiling & binding with reinforcement mending good the damages. | BI01010001010000000000000515BI0100001275 | 2 | Each | 119.91 |  |  | Excess(+) | 1 | Full Conversion | INR | [40 empty] | 239.82 | 239.82 | INR Two Hundred & Thirty Nine and Paise Eighty Two Only | 106 | 119.91
165 | Supply & fixing socket & step type fan regulator (anchor/Rider) on existing sheet metal Switch board with bakelite/perspex top cover by screw after making housing for regulator knob by cuttingbakelite/perspex top cover including necy. Connections etc. | BI01010001010000000000000515BI0100001276 | 1 | Each | 313.34 |  |  | Excess(+) | 1 | Full Conversion | INR | [40 empty] | 313.34 | 313.34 | INR Three Hundred & Thirteen and Paise Thirty Four Only | 277 | 313.34
Total in Figures | [51 empty] | 1521110.34 | 1521110.34 | INR Fifteen Lakh Twenty One Thousand One Hundred & Ten and Paise Thirty Four Only | [5 empty] | 4 | Construction of chamber for 100mm sluice plates | item5 | 10 | Nos
Quoted Rate in Figures |  |  |  | Select | [47 empty] | 0 | 0 | INR Zero Only
Quoted Rate in Words |  | INR Zero Only
Note on K15: gepadmin: 1. If you choose "Full Conversion" then Column BA (AMOUNT) and Column BB (TAXES) BOTH values will be convert based on selected Currency in (Column L). 2. If you choose "Partial Conversion" then Column BA (AMOUNT) only will be converted based on selected currency (Column L) and Column BB (TAXES) value (INR) will be added to the converted values.
Note on K16: gepadmin: 1. If you choose "Full Conversion" then Column BA (AMOUNT) and Column BB (TAXES) BOTH values will be convert based on selected Currency in (Column L). 2. If you choose "Partial Conversion" then Column BA (AMOUNT) only will be converted based on selected currency (Column L) and Column BB (TAXES) value (INR) will be added to the converted values.
Note on K19: gepadmin: 1. If you choose "Full Conversion" then Column BA (AMOUNT) and Column BB (TAXES) BOTH values will be convert based on selected Currency in (Column L). 2. If you choose "Partial Conversion" then Column BA (AMOUNT) only will be converted based on selected currency (Column L) and Column BB (TAXES) value (INR) will be added to the converted values.
Note on K21: gepadmin: 1. If you choose "Full Conversion" then Column BA (AMOUNT) and Column BB (TAXES) BOTH values will be convert based on selected Currency in (Column L). 2. If you choose "Partial Conversion" then Column BA (AMOUNT) only will be converted based on selected currency (Column L) and Column BB (TAXES) value (INR) will be added to the converted values.
Note on K13: gepadmin: 1. If you choose "Full Conversion" then Column BA (AMOUNT) and Column BB (TAXES) BOTH values will be convert based on selected Currency in (Column L). 2. If you choose "Partial Conversion" then Column BA (AMOUNT) only will be converted based on selected currency (Column L) and Column BB (TAXES) value (INR) will be added to the converted values.
Note on K37: gepadmin: 1. If you choose "Full Conversion" then Column BA (AMOUNT) and Column BB (TAXES) BOTH values will be convert based on selected Currency in (Column L). 2. If you choose "Partial Conversion" then Column BA (AMOUNT) only will be converted based on selected currency (Column L) and Column BB (TAXES) value (INR) will be added to the converted values.
Note on K51: gepadmin: 1. If you choose "Full Conversion" then Column BA (AMOUNT) and Column BB (TAXES) BOTH values will be convert based on selected Currency in (Column L). 2. If you choose "Partial Conversion" then Column BA (AMOUNT) only will be converted based on selected currency (Column L) and Column BB (TAXES) value (INR) will be added to the converted values.
Note on K65: gepadmin: 1. If you choose "Full Conversion" then Column BA (AMOUNT) and Column BB (TAXES) BOTH values will be convert based on selected Currency in (Column L). 2. If you choose "Partial Conversion" then Column BA (AMOUNT) only will be converted based on selected currency (Column L) and Column BB (TAXES) value (INR) will be added to the converted values.
Note on K68: gepadmin: 1. If you choose "Full Conversion" then Column BA (AMOUNT) and Column BB (TAXES) BOTH values will be convert based on selected Currency in (Column L). 2. If you choose "Partial Conversion" then Column BA (AMOUNT) only will be converted based on selected currency (Column L) and Column BB (TAXES) value (INR) will be added to the converted values.
Note on K73: gepadmin: 1. If you choose "Full Conversion" then Column BA (AMOUNT) and Column BB (TAXES) BOTH values will be convert based on selected Currency in (Column L). 2. If you choose "Partial Conversion" then Column BA (AMOUNT) only will be converted based on selected currency (Column L) and Column BB (TAXES) value (INR) will be added to the converted values.
Note on K79: gepadmin: 1. If you choose "Full Conversion" then Column BA (AMOUNT) and Column BB (TAXES) BOTH values will be convert based on selected Currency in (Column L). 2. If you choose "Partial Conversion" then Column BA (AMOUNT) only will be converted based on selected currency (Column L) and Column BB (TAXES) value (INR) will be added to the converted values.
Note on K85: gepadmin: 1. If you choose "Full Conversion" then Column BA (AMOUNT) and Column BB (TAXES) BOTH values will be convert based on selected Currency in (Column L). 2. If you choose "Partial Conversion" then Column BA (AMOUNT) only will be converted based on selected currency (Column L) and Column BB (TAXES) value (INR) will be added to the converted values.
Note on K91: gepadmin: 1. If you choose "Full Conversion" then Column BA (AMOUNT) and Column BB (TAXES) BOTH values will be convert based on selected Currency in (Column L). 2. If you choose "Partial Conversion" then Column BA (AMOUNT) only will be converted based on selected currency (Column L) and Column BB (TAXES) value (INR) will be added to the converted values.
Note on K14: gepadmin: 1. If you choose "Full Conversion" then Column BA (AMOUNT) and Column BB (TAXES) BOTH values will be convert based on selected Currency in (Column L). 2. If you choose "Partial Conversion" then Column BA (AMOUNT) only will be converted based on selected currency (Column L) and Column BB (TAXES) value (INR) will be added to the converted values.
Note on K63: gepadmin: 1. If you choose "Full Conversion" then Column BA (AMOUNT) and Column BB (TAXES) BOTH values will be convert based on selected Currency in (Column L). 2. If you choose "Partial Conversion" then Column BA (AMOUNT) only will be converted based on selected currency (Column L) and Column BB (TAXES) value (INR) will be added to the converted values.
Note on K60: gepadmin: 1. If you choose "Full Conversion" then Column BA (AMOUNT) and Column BB (TAXES) BOTH values will be convert based on selected Currency in (Column L). 2. If you choose "Partial Conversion" then Column BA (AMOUNT) only will be converted based on selected currency (Column L) and Column BB (TAXES) value (INR) will be added to the converted values.
Note on K66: gepadmin: 1. If you choose "Full Conversion" then Column BA (AMOUNT) and Column BB (TAXES) BOTH values will be convert based on selected Currency in (Column L). 2. If you choose "Partial Conversion" then Column BA (AMOUNT) only will be converted based on selected currency (Column L) and Column BB (TAXES) value (INR) will be added to the converted values.
Note on K82: gepadmin: 1. If you choose "Full Conversion" then Column BA (AMOUNT) and Column BB (TAXES) BOTH values will be convert based on selected Currency in (Column L). 2. If you choose "Partial Conversion" then Column BA (AMOUNT) only will be converted based on selected currency (Column L) and Column BB (TAXES) value (INR) will be added to the converted values.
Note on K88: gepadmin: 1. If you choose "Full Conversion" then Column BA (AMOUNT) and Column BB (TAXES) BOTH values will be convert based on selected Currency in (Column L). 2. If you choose "Partial Conversion" then Column BA (AMOUNT) only will be converted based on selected currency (Column L) and Column BB (TAXES) value (INR) will be added to the converted values.
Note on K17: gepadmin: 1. If you choose "Full Conversion" then Column BA (AMOUNT) and Column BB (TAXES) BOTH values will be convert based on selected Currency in (Column L). 2. If you choose "Partial Conversion" then Column BA (AMOUNT) only will be converted based on selected currency (Column L) and Column BB (TAXES) value (INR) will be added to the converted values.
Note on K30: gepadmin: 1. If you choose "Full Conversion" then Column BA (AMOUNT) and Column BB (TAXES) BOTH values will be convert based on selected Currency in (Column L). 2. If you choose "Partial Conversion" then Column BA (AMOUNT) only will be converted based on selected currency (Column L) and Column BB (TAXES) value (INR) will be added to the converted values.
Note on K52: gepadmin: 1. If you choose "Full Conversion" then Column BA (AMOUNT) and Column BB (TAXES) BOTH values will be convert based on selected Currency in (Column L). 2. If you choose "Partial Conversion" then Column BA (AMOUNT) only will be converted based on selected currency (Column L) and Column BB (TAXES) value (INR) will be added to the converted values.
Note on K35: gepadmin: 1. If you choose "Full Conversion" then Column BA (AMOUNT) and Column BB (TAXES) BOTH values will be convert based on selected Currency in (Column L). 2. If you choose "Partial Conversion" then Column BA (AMOUNT) only will be converted based on selected currency (Column L) and Column BB (TAXES) value (INR) will be added to the converted values.
Note on K44: gepadmin: 1. If you choose "Full Conversion" then Column BA (AMOUNT) and Column BB (TAXES) BOTH values will be convert based on selected Currency in (Column L). 2. If you choose "Partial Conversion" then Column BA (AMOUNT) only will be converted based on selected currency (Column L) and Column BB (TAXES) value (INR) will be added to the converted values.
Note on K54: gepadmin: 1. If you choose "Full Conversion" then Column BA (AMOUNT) and Column BB (TAXES) BOTH values will be convert based on selected Currency in (Column L). 2. If you choose "Partial Conversion" then Column BA (AMOUNT) only will be converted based on selected currency (Column L) and Column BB (TAXES) value (INR) will be added to the converted values.
Note on K61: gepadmin: 1. If you choose "Full Conversion" then Column BA (AMOUNT) and Column BB (TAXES) BOTH values will be convert based on selected Currency in (Column L). 2. If you choose "Partial Conversion" then Column BA (AMOUNT) only will be converted based on selected currency (Column L) and Column BB (TAXES) value (INR) will be added to the converted values.
Note on K62: gepadmin: 1. If you choose "Full Conversion" then Column BA (AMOUNT) and Column BB (TAXES) BOTH values will be convert based on selected Currency in (Column L). 2. If you choose "Partial Conversion" then Column BA (AMOUNT) only will be converted based on selected currency (Column L) and Column BB (TAXES) value (INR) will be added to the converted values.
Note on K67: gepadmin: 1. If you choose "Full Conversion" then Column BA (AMOUNT) and Column BB (TAXES) BOTH values will be convert based on selected Currency in (Column L). 2. If you choose "Partial Conversion" then Column BA (AMOUNT) only will be converted based on selected currency (Column L) and Column BB (TAXES) value (INR) will be added to the converted values.
Note on K83: gepadmin: 1. If you choose "Full Conversion" then Column BA (AMOUNT) and Column BB (TAXES) BOTH values will be convert based on selected Currency in (Column L). 2. If you choose "Partial Conversion" then Column BA (AMOUNT) only will be converted based on selected currency (Column L) and Column BB (TAXES) value (INR) will be added to the converted values.
Note on K89: gepadmin: 1. If you choose "Full Conversion" then Column BA (AMOUNT) and Column BB (TAXES) BOTH values will be convert based on selected Currency in (Column L). 2. If you choose "Partial Conversion" then Column BA (AMOUNT) only will be converted based on selected currency (Column L) and Column BB (TAXES) value (INR) will be added to the converted values.
Note on K93: gepadmin: 1. If you choose "Full Conversion" then Column BA (AMOUNT) and Column BB (TAXES) BOTH values will be convert based on selected Currency in (Column L). 2. If you choose "Partial Conversion" then Column BA (AMOUNT) only will be converted based on selected currency (Column L) and Column BB (TAXES) value (INR) will be added to the converted values.
Note on K20: gepadmin: 1. If you choose "Full Conversion" then Column BA (AMOUNT) and Column BB (TAXES) BOTH values will be convert based on selected Currency in (Column L). 2. If you choose "Partial Conversion" then Column BA (AMOUNT) only will be converted based on selected currency (Column L) and Column BB (TAXES) value (INR) will be added to the converted values.
Note on K18: gepadmin: 1. If you choose "Full Conversion" then Column BA (AMOUNT) and Column BB (TAXES) BOTH values will be convert based on selected Currency in (Column L). 2. If you choose "Partial Conversion" then Column BA (AMOUNT) only will be converted based on selected currency (Column L) and Column BB (TAXES) value (INR) will be added to the converted values.
Note on K22: gepadmin: 1. If you choose "Full Conversion" then Column BA (AMOUNT) and Column BB (TAXES) BOTH values will be convert based on selected Currency in (Column L). 2. If you choose "Partial Conversion" then Column BA (AMOUNT) only will be converted based on selected currency (Column L) and Column BB (TAXES) value (INR) will be added to the converted values.
Note on K24: gepadmin: 1. If you choose "Full Conversion" then Column BA (AMOUNT) and Column BB (TAXES) BOTH values will be convert based on selected Currency in (Column L). 2. If you choose "Partial Conversion" then Column BA (AMOUNT) only will be converted based on selected currency (Column L) and Column BB (TAXES) value (INR) will be added to the converted values.
Note on K27: gepadmin: 1. If you choose "Full Conversion" then Column BA (AMOUNT) and Column BB (TAXES) BOTH values will be convert based on selected Currency in (Column L). 2. If you choose "Partial Conversion" then Column BA (AMOUNT) only will be converted based on selected currency (Column L) and Column BB (TAXES) value (INR) will be added to the converted values.
Note on K34: gepadmin: 1. If you choose "Full Conversion" then Column BA (AMOUNT) and Column BB (TAXES) BOTH values will be convert based on selected Currency in (Column L). 2. If you choose "Partial Conversion" then Column BA (AMOUNT) only will be converted based on selected currency (Column L) and Column BB (TAXES) value (INR) will be added to the converted values.
Note on K23: gepadmin: 1. If you choose "Full Conversion" then Column BA (AMOUNT) and Column BB (TAXES) BOTH values will be convert based on selected Currency in (Column L). 2. If you choose "Partial Conversion" then Column BA (AMOUNT) only will be converted based on selected currency (Column L) and Column BB (TAXES) value (INR) will be added to the converted values.
Note on K25: gepadmin: 1. If you choose "Full Conversion" then Column BA (AMOUNT) and Column BB (TAXES) BOTH values will be convert based on selected Currency in (Column L). 2. If you choose "Partial Conversion" then Column BA (AMOUNT) only will be converted based on selected currency (Column L) and Column BB (TAXES) value (INR) will be added to the converted values.
Note on K28: gepadmin: 1. If you choose "Full Conversion" then Column BA (AMOUNT) and Column BB (TAXES) BOTH values will be convert based on selected Currency in (Column L). 2. If you choose "Partial Conversion" then Column BA (AMOUNT) only will be converted based on selected currency (Column L) and Column BB (TAXES) value (INR) will be added to the converted values.
Note on K103: gepadmin: 1. If you choose "Full Conversion" then Column BA (AMOUNT) and Column BB (TAXES) BOTH values will be convert based on selected Currency in (Column L). 2. If you choose "Partial Conversion" then Column BA (AMOUNT) only will be converted based on selected currency (Column L) and Column BB (TAXES) value (INR) will be added to the converted values.
Note on K106: gepadmin: 1. If you choose "Full Conversion" then Column BA (AMOUNT) and Column BB (TAXES) BOTH values will be convert based on selected Currency in (Column L). 2. If you choose "Partial Conversion" then Column BA (AMOUNT) only will be converted based on selected currency (Column L) and Column BB (TAXES) value (INR) will be added to the converted values.
Note on K107: gepadmin: 1. If you choose "Full Conversion" then Column BA (AMOUNT) and Column BB (TAXES) BOTH values will be convert based on selected Currency in (Column L). 2. If you choose "Partial Conversion" then Column BA (AMOUNT) only will be converted based on selected currency (Column L) and Column BB (TAXES) value (INR) will be added to the converted values.
Note on K135: gepadmin: 1. If you choose "Full Conversion" then Column BA (AMOUNT) and Column BB (TAXES) BOTH values will be convert based on selected Currency in (Column L). 2. If you choose "Partial Conversion" then Column BA (AMOUNT) only will be converted based on selected currency (Column L) and Column BB (TAXES) value (INR) will be added to the converted values.
Note on K164: gepadmin: 1. If you choose "Full Conversion" then Column BA (AMOUNT) and Column BB (TAXES) BOTH values will be convert based on selected Currency in (Column L). 2. If you choose "Partial Conversion" then Column BA (AMOUNT) only will be converted based on selected currency (Column L) and Column BB (TAXES) value (INR) will be added to the converted values.
Note on K165: gepadmin: 1. If you choose "Full Conversion" then Column BA (AMOUNT) and Column BB (TAXES) BOTH values will be convert based on selected Currency in (Column L). 2. If you choose "Partial Conversion" then Column BA (AMOUNT) only will be converted based on selected currency (Column L) and Column BB (TAXES) value (INR) will be added to the converted values.
Note on K168: gepadmin: 1. If you choose "Full Conversion" then Column BA (AMOUNT) and Column BB (TAXES) BOTH values will be convert based on selected Currency in (Column L). 2. If you choose "Partial Conversion" then Column BA (AMOUNT) only will be converted based on selected currency (Column L) and Column BB (TAXES) value (INR) will be added to the converted values.
Note on K169: gepadmin: 1. If you choose "Full Conversion" then Column BA (AMOUNT) and Column BB (TAXES) BOTH values will be convert based on selected Currency in (Column L). 2. If you choose "Partial Conversion" then Column BA (AMOUNT) only will be converted based on selected currency (Column L) and Column BB (TAXES) value (INR) will be added to the converted values.
Note on K26: gepadmin: 1. If you choose "Full Conversion" then Column BA (AMOUNT) and Column BB (TAXES) BOTH values will be convert based on selected Currency in (Column L). 2. If you choose "Partial Conversion" then Column BA (AMOUNT) only will be converted based on selected currency (Column L) and Column BB (TAXES) value (INR) will be added to the converted values.
Note on K69: gepadmin: 1. If you choose "Full Conversion" then Column BA (AMOUNT) and Column BB (TAXES) BOTH values will be convert based on selected Currency in (Column L). 2. If you choose "Partial Conversion" then Column BA (AMOUNT) only will be converted based on selected currency (Column L) and Column BB (TAXES) value (INR) will be added to the converted values.
Note on K31: gepadmin: 1. If you choose "Full Conversion" then Column BA (AMOUNT) and Column BB (TAXES) BOTH values will be convert based on selected Currency in (Column L). 2. If you choose "Partial Conversion" then Column BA (AMOUNT) only will be converted based on selected currency (Column L) and Column BB (TAXES) value (INR) will be added to the converted values.
Note on K86: gepadmin: 1. If you choose "Full Conversion" then Column BA (AMOUNT) and Column BB (TAXES) BOTH values will be convert based on selected Currency in (Column L). 2. If you choose "Partial Conversion" then Column BA (AMOUNT) only will be converted based on selected currency (Column L) and Column BB (TAXES) value (INR) will be added to the converted values.
Note on K94: gepadmin: 1. If you choose "Full Conversion" then Column BA (AMOUNT) and Column BB (TAXES) BOTH values will be convert based on selected Currency in (Column L). 2. If you choose "Partial Conversion" then Column BA (AMOUNT) only will be converted based on selected currency (Column L) and Column BB (TAXES) value (INR) will be added to the converted values.
Note on K96: gepadmin: 1. If you choose "Full Conversion" then Column BA (AMOUNT) and Column BB (TAXES) BOTH values will be convert based on selected Currency in (Column L). 2. If you choose "Partial Conversion" then Column BA (AMOUNT) only will be converted based on selected currency (Column L) and Column BB (TAXES) value (INR) will be added to the converted values.
Note on K97: gepadmin: 1. If you choose "Full Conversion" then Column BA (AMOUNT) and Column BB (TAXES) BOTH values will be convert based on selected Currency in (Column L). 2. If you choose "Partial Conversion" then Column BA (AMOUNT) only will be converted based on selected currency (Column L) and Column BB (TAXES) value (INR) will be added to the converted values.
Note on K109: gepadmin: 1. If you choose "Full Conversion" then Column BA (AMOUNT) and Column BB (TAXES) BOTH values will be convert based on selected Currency in (Column L). 2. If you choose "Partial Conversion" then Column BA (AMOUNT) only will be converted based on selected currency (Column L) and Column BB (TAXES) value (INR) will be added to the converted values.
Note on K111: gepadmin: 1. If you choose "Full Conversion" then Column BA (AMOUNT) and Column BB (TAXES) BOTH values will be convert based on selected Currency in (Column L). 2. If you choose "Partial Conversion" then Column BA (AMOUNT) only will be converted based on selected currency (Column L) and Column BB (TAXES) value (INR) will be added to the converted values.
Note on K112: gepadmin: 1. If you choose "Full Conversion" then Column BA (AMOUNT) and Column BB (TAXES) BOTH values will be convert based on selected Currency in (Column L). 2. If you choose "Partial Conversion" then Column BA (AMOUNT) only will be converted based on selected currency (Column L) and Column BB (TAXES) value (INR) will be added to the converted values.
Note on K114: gepadmin: 1. If you choose "Full Conversion" then Column BA (AMOUNT) and Column BB (TAXES) BOTH values will be convert based on selected Currency in (Column L). 2. If you choose "Partial Conversion" then Column BA (AMOUNT) only will be converted based on selected currency (Column L) and Column BB (TAXES) value (INR) will be added to the converted values.
Note on K116: gepadmin: 1. If you choose "Full Conversion" then Column BA (AMOUNT) and Column BB (TAXES) BOTH values will be convert based on selected Currency in (Column L). 2. If you choose "Partial Conversion" then Column BA (AMOUNT) only will be converted based on selected currency (Column L) and Column BB (TAXES) value (INR) will be added to the converted values.
Note on K117: gepadmin: 1. If you choose "Full Conversion" then Column BA (AMOUNT) and Column BB (TAXES) BOTH values will be convert based on selected Currency in (Column L). 2. If you choose "Partial Conversion" then Column BA (AMOUNT) only will be converted based on selected currency (Column L) and Column BB (TAXES) value (INR) will be added to the converted values.
Note on K119: gepadmin: 1. If you choose "Full Conversion" then Column BA (AMOUNT) and Column BB (TAXES) BOTH values will be convert based on selected Currency in (Column L). 2. If you choose "Partial Conversion" then Column BA (AMOUNT) only will be converted based on selected currency (Column L) and Column BB (TAXES) value (INR) will be added to the converted values.
Note on K120: gepadmin: 1. If you choose "Full Conversion" then Column BA (AMOUNT) and Column BB (TAXES) BOTH values will be convert based on selected Currency in (Column L). 2. If you choose "Partial Conversion" then Column BA (AMOUNT) only will be converted based on selected currency (Column L) and Column BB (TAXES) value (INR) will be added to the converted values.
Note on K124: gepadmin: 1. If you choose "Full Conversion" then Column BA (AMOUNT) and Column BB (TAXES) BOTH values will be convert based on selected Currency in (Column L). 2. If you choose "Partial Conversion" then Column BA (AMOUNT) only will be converted based on selected currency (Column L) and Column BB (TAXES) value (INR) will be added to the converted values.
Note on K129: gepadmin: 1. If you choose "Full Conversion" then Column BA (AMOUNT) and Column BB (TAXES) BOTH values will be convert based on selected Currency in (Column L). 2. If you choose "Partial Conversion" then Column BA (AMOUNT) only will be converted based on selected currency (Column L) and Column BB (TAXES) value (INR) will be added to the converted values.
Note on K132: gepadmin: 1. If you choose "Full Conversion" then Column BA (AMOUNT) and Column BB (TAXES) BOTH values will be convert based on selected Currency in (Column L). 2. If you choose "Partial Conversion" then Column BA (AMOUNT) only will be converted based on selected currency (Column L) and Column BB (TAXES) value (INR) will be added to the converted values.
Note on K133: gepadmin: 1. If you choose "Full Conversion" then Column BA (AMOUNT) and Column BB (TAXES) BOTH values will be convert based on selected Currency in (Column L). 2. If you choose "Partial Conversion" then Column BA (AMOUNT) only will be converted based on selected currency (Column L) and Column BB (TAXES) value (INR) will be added to the converted values.
Note on K137: gepadmin: 1. If you choose "Full Conversion" then Column BA (AMOUNT) and Column BB (TAXES) BOTH values will be convert based on selected Currency in (Column L). 2. If you choose "Partial Conversion" then Column BA (AMOUNT) only will be converted based on selected currency (Column L) and Column BB (TAXES) value (INR) will be added to the converted values.
Note on K139: gepadmin: 1. If you choose "Full Conversion" then Column BA (AMOUNT) and Column BB (TAXES) BOTH values will be convert based on selected Currency in (Column L). 2. If you choose "Partial Conversion" then Column BA (AMOUNT) only will be converted based on selected currency (Column L) and Column BB (TAXES) value (INR) will be added to the converted values.
Note on K140: gepadmin: 1. If you choose "Full Conversion" then Column BA (AMOUNT) and Column BB (TAXES) BOTH values will be convert based on selected Currency in (Column L). 2. If you choose "Partial Conversion" then Column BA (AMOUNT) only will be converted based on selected currency (Column L) and Column BB (TAXES) value (INR) will be added to the converted values.
Note on K142: gepadmin: 1. If you choose "Full Conversion" then Column BA (AMOUNT) and Column BB (TAXES) BOTH values will be convert based on selected Currency in (Column L). 2. If you choose "Partial Conversion" then Column BA (AMOUNT) only will be converted based on selected currency (Column L) and Column BB (TAXES) value (INR) will be added to the converted values.
Note on K144: gepadmin: 1. If you choose "Full Conversion" then Column BA (AMOUNT) and Column BB (TAXES) BOTH values will be convert based on selected Currency in (Column L). 2. If you choose "Partial Conversion" then Column BA (AMOUNT) only will be converted based on selected currency (Column L) and Column BB (TAXES) value (INR) will be added to the converted values.
Note on K145: gepadmin: 1. If you choose "Full Conversion" then Column BA (AMOUNT) and Column BB (TAXES) BOTH values will be convert based on selected Currency in (Column L). 2. If you choose "Partial Conversion" then Column BA (AMOUNT) only will be converted based on selected currency (Column L) and Column BB (TAXES) value (INR) will be added to the converted values.
Note on K147: gepadmin: 1. If you choose "Full Conversion" then Column BA (AMOUNT) and Column BB (TAXES) BOTH values will be convert based on selected Currency in (Column L). 2. If you choose "Partial Conversion" then Column BA (AMOUNT) only will be converted based on selected currency (Column L) and Column BB (TAXES) value (INR) will be added to the converted values.
Note on K148: gepadmin: 1. If you choose "Full Conversion" then Column BA (AMOUNT) and Column BB (TAXES) BOTH values will be convert based on selected Currency in (Column L). 2. If you choose "Partial Conversion" then Column BA (AMOUNT) only will be converted based on selected currency (Column L) and Column BB (TAXES) value (INR) will be added to the converted values.
Note on K152: gepadmin: 1. If you choose "Full Conversion" then Column BA (AMOUNT) and Column BB (TAXES) BOTH values will be convert based on selected Currency in (Column L). 2. If you choose "Partial Conversion" then Column BA (AMOUNT) only will be converted based on selected currency (Column L) and Column BB (TAXES) value (INR) will be added to the converted values.
Note on K159: gepadmin: 1. If you choose "Full Conversion" then Column BA (AMOUNT) and Column BB (TAXES) BOTH values will be convert based on selected Currency in (Column L). 2. If you choose "Partial Conversion" then Column BA (AMOUNT) only will be converted based on selected currency (Column L) and Column BB (TAXES) value (INR) will be added to the converted values.
Note on K160: gepadmin: 1. If you choose "Full Conversion" then Column BA (AMOUNT) and Column BB (TAXES) BOTH values will be convert based on selected Currency in (Column L). 2. If you choose "Partial Conversion" then Column BA (AMOUNT) only will be converted based on selected currency (Column L) and Column BB (TAXES) value (INR) will be added to the converted values.
Note on K162: gepadmin: 1. If you choose "Full Conversion" then Column BA (AMOUNT) and Column BB (TAXES) BOTH values will be convert based on selected Currency in (Column L). 2. If you choose "Partial Conversion" then Column BA (AMOUNT) only will be converted based on selected currency (Column L) and Column BB (TAXES) value (INR) will be added to the converted values.
Note on K166: gepadmin: 1. If you choose "Full Conversion" then Column BA (AMOUNT) and Column BB (TAXES) BOTH values will be convert based on selected Currency in (Column L). 2. If you choose "Partial Conversion" then Column BA (AMOUNT) only will be converted based on selected currency (Column L) and Column BB (TAXES) value (INR) will be added to the converted values.
Note on K170: gepadmin: 1. If you choose "Full Conversion" then Column BA (AMOUNT) and Column BB (TAXES) BOTH values will be convert based on selected Currency in (Column L). 2. If you choose "Partial Conversion" then Column BA (AMOUNT) only will be converted based on selected currency (Column L) and Column BB (TAXES) value (INR) will be added to the converted values.
Note on K171: gepadmin: 1. If you choose "Full Conversion" then Column BA (AMOUNT) and Column BB (TAXES) BOTH values will be convert based on selected Currency in (Column L). 2. If you choose "Partial Conversion" then Column BA (AMOUNT) only will be converted based on selected currency (Column L) and Column BB (TAXES) value (INR) will be added to the converted values.
Note on K172: gepadmin: 1. If you choose "Full Conversion" then Column BA (AMOUNT) and Column BB (TAXES) BOTH values will be convert based on selected Currency in (Column L). 2. If you choose "Partial Conversion" then Column BA (AMOUNT) only will be converted based on selected currency (Column L) and Column BB (TAXES) value (INR) will be added to the converted values.
Note on K174: gepadmin: 1. If you choose "Full Conversion" then Column BA (AMOUNT) and Column BB (TAXES) BOTH values will be convert based on selected Currency in (Column L). 2. If you choose "Partial Conversion" then Column BA (AMOUNT) only will be converted based on selected currency (Column L) and Column BB (TAXES) value (INR) will be added to the converted values.
Note on K176: gepadmin: 1. If you choose "Full Conversion" then Column BA (AMOUNT) and Column BB (TAXES) BOTH values will be convert based on selected Currency in (Column L). 2. If you choose "Partial Conversion" then Column BA (AMOUNT) only will be converted based on selected currency (Column L) and Column BB (TAXES) value (INR) will be added to the converted values.
Note on K136: gepadmin: 1. If you choose "Full Conversion" then Column BA (AMOUNT) and Column BB (TAXES) BOTH values will be convert based on selected Currency in (Column L). 2. If you choose "Partial Conversion" then Column BA (AMOUNT) only will be converted based on selected currency (Column L) and Column BB (TAXES) value (INR) will be added to the converted values.
Note on K175: gepadmin: 1. If you choose "Full Conversion" then Column BA (AMOUNT) and Column BB (TAXES) BOTH values will be convert based on selected Currency in (Column L). 2. If you choose "Partial Conversion" then Column BA (AMOUNT) only will be converted based on selected currency (Column L) and Column BB (TAXES) value (INR) will be added to the converted values.

## Macros
Please Enable Macros to View BoQ information