## BoQ1 (hidden)
Percentage BoQ
BoQ_Ver3.0 | Percentage | Normal | INR Only | INR
Select, At Par, Excess (+), Less (-) |  | IOCL
Tender Inviting Authority: The Additional Chief Engineer, W.B.P.H&.I.D.Corpn. Ltd.
Name of Work: Renovation and up gradation of New Alipore P.S. Kolkata Police – Civil & Electrical Works.
Contract No: WBPHIDCL/Addl.CE/NIT- 137(e)/2018-2019 For Sl. No.7 (1st Call)
Bidder Name :
PRICE SCHEDULE (This BOQ template must not be modified/replaced by the bidder and the same should be uploaded after filling the relevent columns, else the bidder is liable to be rejected for this tender. Bidders are allowed to enter the Bidder Name and Values only )
NUMBER # | TEXT # | TEXT # | NUMBER # | TEXT # | NUMBER | NUMBER | TEXT | TEXT # | NUMBER # | TEXT# | TEXT # | NUMBER # | NUMBER | NUMBER | NUMBER | NUMBER | TEXT | TEXT | NUMBER | NUMBER | NUMBER | NUMBER | TEXT | TEXT | NUMBER | NUMBER | NUMBER | NUMBER | TEXT | TEXT | NUMBER | NUMBER | NUMBER | NUMBER | TEXT | TEXT | NUMBER | NUMBER | NUMBER | NUMBER | TEXT | TEXT | NUMBER | NUMBER | NUMBER # | NUMBER # | TEXT | TEXT | NUMBER # | NUMBER # | DATE | NUMBER # | NUMBER # | TEXT #
Sl. No. | Item Description | Item Code / Make | Quantity | Units | Estimated Rate |  |  | Addition / Deduction | Addition / Deduction Values | Currency Convertion against each Item | Quoted Currency in INR / Other Currency | BASIC RATE In Figures To be entered by the Bidder Rs. P | Excise Duty | VAT | Freight Charges ( Unloading & Stacking) | Any Other Taxes/Duties/Levies |  |  | Other Taxes 2 | IIIrd Party i.e DGS&D / RITES etc Inspection Charges @0.34%+Service Tax | Less for Cenvat Credit,if any respect of Supplies Under full Excise Duty Category | [30 empty] | TOTAL AMOUNT WithTaxes | TOTAL AMOUNT With Taxes | TOTAL AMOUNT In Words
1 | 2 | 3 | 4 | 5 | 6 | 7 | 8 | 9 | 10 | 11 | 12 | 13 | 14 | 15 | 16 | 17 | 18 | 19 | 20 | 21 | 22 | 23 | 24 | 25 | 26 | 27 | 28 | 29 | 30 | 31 | 32 | 33 | 34 | 35 | 36 | 37 | 38 | 39 | 40 | 41 | 42 | 43 | 44 | 45 | 46 | 47 | 48 | 49 | 50 | 51 | 52 | 53 | 54 | 55
1 | Civil works | BI01010001010000000000000515BI0100001112 | [61 empty] | 1 | Construction of chamber for 100mm sluices valve | item1 | 10 | 1 Nos
2 | Dismantling all types of plain cement concrete works stacking serviceable materials at site and removing rubbish as directed within a lead of 75 m. Upto 150 mm thick a). In ground floor including roof. | BI01010001010000000000000515BI0100001113 | 10 | Cu.M. | 1062.2 |  |  | Excess(+) | 1 | Full Conversion | INR | [40 empty] | 10622 | 10622 | INR Ten Thousand Six Hundred & Twenty Two Only | 939 | 1062.2 |  |  |  |  | 9390 |  |  | 2 | Construction of chamber for 100mm sluices valve | item3 | 10 | Nos
3 | Dismantling all types of masonry excepting cement concrete plain or reinforced, stacking serviceable materials at site and removing rubbish as directed within a lead of 75 m. a). In ground floor including roof. | BI01010001010000000000000515BI0100001114 | 5 | Cu.M. | 505.65 |  |  | Excess(+) | 1 | Full Conversion | INR | [40 empty] | 2528.25 | 2528.25 | INR Two Thousand Five Hundred & Twenty Eight and Paise Twenty Five Only | 447 | 505.65 |  |  |  |  | 2235 |  |  | 3 | Supplying, Conveying and fixing spls. Including ea | item4 | 10 | Nos
4 | Dismantling all types of masonry excepting cement concrete plain or reinforced, stacking serviceable materials at site and removing rubbish as directed within a lead of 75 m. b). In 1st Floor | BI01010001010000000000000515BI0100001115 | 2 | Cu.M. | 562.21 |  |  | Excess(+) | 1 | Full Conversion | INR | [40 empty] | 1124.42 | 1124.42 | INR One Thousand One Hundred & Twenty Four and Paise Forty Two Only | 497 | 562.21 |  |  |  |  | 994 |  |  | 1.01 | Supplying, Conveying and fixing spls. Including eart | item1 | 123.223 | Nos
5 | Dismantling all types of masonry excepting cement concrete plain or reinforced, stacking serviceable materials at site and removing rubbish as directed within a lead of 75 m. c). In 2nd Floor | BI01010001010000000000000515BI0100001116 | 2 | Cu.M. | 618.77 |  |  | Excess(+) | 1 | Full Conversion | INR | [40 empty] | 1237.54 | 1237.54 | INR One Thousand Two Hundred & Thirty Seven and Paise Fifty Four Only | 547 | 618.77 |  |  |  |  | 1094 |  |  | 1.02 | Construction of chamber for 100mm sluice plates | item2 | 213 | Nos
6 | Taking out old damaged tarfelt from the roof, parapet etc. preparing the roof surfaces by removing all spoils, blisters, moss etc. from the working site and disposal of the same beyond the compound and cleaning the site in all respect as per direction of Engineer-in-Charge | BI01010001010000000000000515BI0100001117 | 68 | Sq.M. | 13.57 |  |  | Excess(+) | 1 | Full Conversion | INR | [40 empty] | 922.76 | 922.76 | INR Nine Hundred & Twenty Two and Paise Seventy Six Only | 12 | 13.57 |  |  |  |  | 816 |  |  | 2 | Construction of chamber for 100mm sluices valve | item3 | 10 | Nos
7 | Uprooting and removing plants from the surface of walls parapet etc and making good damages. (Repairing of damages to be paid separately). Medium size plant of girth of exposed stem above 75 mm. but not exceeding 150 mm. lift upto 6 mtr. | BI01010001010000000000000515BI0100001118 | 30 | Each | 67.87 |  |  | Excess(+) | 1 | Full Conversion | INR | [40 empty] | 2036.1 | 2036.1 | INR Two Thousand &Thirty Six and Paise Ten Only | 60 | 67.87 |  |  |  |  | 1800 |  |  | 3 | Supplying, Conveying and fixing spls. Including ea | item4 | 10 | Nos
8 | Welding in M.S. structural work with gas or electric Tack weld | BI01010001010000000000000515BI0100001119 | 2000 | Cu.M. | 10.18 |  |  | Excess(+) | 1 | Full Conversion | INR | [40 empty] | 20360 | 20360 | INR Twenty Thousand Three Hundred & Sixty Only | 9 | 10.18 |  |  |  |  | 18000 |  |  | 1.01 | Supplying, Conveying and fixing spls. Including eart | item1 | 123.223 | Nos
9 | Taking out M.S. or W.I. Grills from wooden frame including cutting lugs from masonry wall and refitting the same and mending good damages after repairs. (Excluding the cost of necessary repair of damages) or doing any other necessary works. | BI01010001010000000000000515BI0100001120 | 10 | Each | 111.99 |  |  | Excess(+) | 1 | Full Conversion | INR | [40 empty] | 1119.9 | 1119.9 | INR One Thousand One Hundred & Nineteen and Paise Ninety Only | 99 | 111.99 |  |  |  |  | 990
10 | Removing loose scales, blisters etc. from old painted surface and thoroughly smoothening the surface to make the same suitable for receiving fresh coat of paint. | BI01010001010000000000000515BI0100001121 | 4523 | Sq.M. | 23.76 |  |  | Excess(+) | 1 | Full Conversion | INR | [40 empty] | 107466.48 | 107466.48 | INR One Lakh Seven Thousand Four Hundred & Sixty Six and Paise Forty Eight Only | 21 | 23.76 |  |  |  |  | 94983
11 | Taking out old iron higes and fitting, fixing the same with new steel screws. 125 mm. Long butt hinge. | BI01010001010000000000000515BI0100001122 | 275 | Each | 18.1 |  |  | Excess(+) | 1 | Full Conversion | INR | [40 empty] | 4977.5 | 4977.5 | INR Four Thousand Nine Hundred & Seventy Seven and Paise Fifty Only | 16 | 18.1 |  |  |  |  | 4400
12 | Repairing crack in wall by cement grouting (1 : 2) including widening the crack on the surface (into V section) cleaning and packing the same with cement mortar (1 : 2) andfinishing off to match with adjacent surface. (Cement-69 Kg/100 m) | BI01010001010000000000000515BI0100001123 | 1900.625 | Mtr. | 15.75 |  |  | Excess(+) | 1 | Full Conversion | INR | [40 empty] | 29934.84 | 29934.84 | INR Twenty Nine Thousand Nine Hundred & Thirty Four and Paise Eighty Four Only | 13.92 | 15.75 |  |  |  |  | 26456.7
13 | Cleaning the exposed reinforcement preferably upto full diameter by wire brush, applying two coats of polymer based rust removing compound left for 24 hours, removing the coating and then applying two (2) coats of polymer modified anti corrosive protective coating formulated to inhibit the corrosion of reinforcement as per manufacturer's specification] [Mode of measurement:The affected surface area of reinforcement shall be considered for payment] | BI01010001010000000000000515BI0100001124 | 13 | Sq.M. | 884.6 |  |  | Excess(+) | 1 | Full Conversion | INR | [40 empty] | 11499.8 | 11499.8 | INR Eleven Thousand Four Hundred & Ninety Nine and Paise Eighty Only | 782 | 884.6 |  |  |  |  | 10166
14 | Epoxy bonding of new concrete to old concrete | BI01010001010000000000000515BI0100001125 | 64.4 | Sq.M. | 584.83 |  |  | Excess(+) | 1 | Full Conversion | INR | [40 empty] | 37663.05 | 37663.05 | INR Thirty Seven Thousand Six Hundred & Sixty Three and Paise Five Only | 517 | 584.83 | 36764 | 899.05 | 1.5373 | 62.863 | 33294.8
15 | Patching of damaged concrete surface with polymer concrete (25 mm nominal thick) and curing compounds, initiator and promoter, available in present formulations, to be applied as per instructions of manufacturer and as approved by the Engineer. | BI01010001010000000000000515BI0100001126 | 64.4 | Sq.M. | 1573.5 |  |  | Excess(+) | 1 | Full Conversion | INR | [40 empty] | 101333.4 | 101333.4 | INR One Lakh One Thousand Three Hundred & Thirty Three and Paise Forty Only | 1391 | 1573.5 | 98748.1 | 2585.3 | 1.643 | 62.757 | 89580.4
16 | Cleaning of exposed concrete surface of sticking material including loose and foreign material by sand blasting with coarse sand followed by and including cleaning with oil free air blast as per direction of Engineer in charge.(DSR -2016 P-425,V-2) | BI01010001010000000000000515BI0100001127 | 65 | Sq.M. | 285.74 |  |  | Excess(+) | 1 | Full Conversion | INR | [40 empty] | 18573.1 | 18573.1 | INR Eighteen Thousand Five Hundred & Seventy Three and Paise Ten Only | 252.6 | 285.74 |  |  |  |  | 16419
17 | Closing gap between door and window frame and jambs with cement mortar (1:3) including removing old mortar (throughout entire surface of contact) and cleaning the joint. (Cement 0.012 Cu.m/100 Mtr.) (This item is not payable for new works). | BI01010001010000000000000515BI0100001128 | 564.5 | Mtr. | 12.47 |  |  | Excess(+) | 1 | Full Conversion | INR | [40 empty] | 7039.32 | 7039.32 | INR Seven Thousand &Thirty Nine and Paise Thirty Two Only | 11.02 | 12.47 |  |  |  |  | 6220.79
18 | Dismantling R.C. floor, roof, beams etc. including cutting rods and removing rubbish as directed within a lead of 75 m. including stacking of steel bars. a). In ground floor including roof. | BI01010001010000000000000515BI0100001129 | 14.25 | Cu.M. | 2212.63 |  |  | Excess(+) | 1 | Full Conversion | INR | [40 empty] | 31529.98 | 31529.98 | INR Thirty One Thousand Five Hundred & Twenty Nine and Paise Ninety Eight Only | 1956 | 2212.63 |  |  |  |  | 27873
19 | Drilling suitable holes in reinforced or plain cement concrete with power driven drill machine to a minimum depth of 100mm upto 200mm in RCC beams, lintels, columns and slabs to introduce steel bars for sunshades/balconies including fixing the steel bars in position using epoxy resin anchor grout of approved make but excluding the cost of reinforcement, all complete as per direction of Engineer-In- Charge. 26.30.1 Upto and including 12mm dia.(DSR P-423,V-2) | BI01010001010000000000000515BI0100001130 | 600 | Each | 80.48 |  |  | Excess(+) | 1 | Full Conversion | INR | [40 empty] | 48288 | 48288 | INR Forty Eight Thousand Two Hundred & Eighty Eight Only | 71.15 | 80.48 |  |  |  |  | 42690
20 | Rendering the Surface of walls and ceiling with White Cement base WATER PROOF wall putty of approved make & brand.(1.5 mm thick) | BI01010001010000000000000515BI0100001131 | 587.75 | Sqm | 138.01 |  |  | Excess(+) | 1 | Full Conversion | INR | [40 empty] | 81115.38 | 81115.38 | INR Eighty One Thousand One Hundred & Fifteen and Paise Thirty Eight Only | 122 | 138.01 |  |  |  |  | 71705.5
21 | Plaster (to wall, floor, ceiling etc.) with sand and cement mortar including rounding off or chamfering corners as directed and raking out joints including throating, nosing and drip course,scaffolding/staging where necessary (Ground floor).[Excluding cost of chipping over concrete surface] With 1:6 cement mortar 20 mm thk Plaster a). In ground floor | BI01010001010000000000000515BI0100001132 | 35 | Sq.m | 197.96 |  |  | Excess(+) | 1 | Full Conversion | INR | [40 empty] | 6928.6 | 6928.6 | INR Six Thousand Nine Hundred & Twenty Eight and Paise Sixty Only | 175 | 197.96 |  |  |  |  | 6125
22 | Plaster (to wall, floor, ceiling etc.) with sand and cement mortar including rounding off or chamfering corners as directed and raking out joints including throating, nosing and drip course,scaffolding/staging where necessary (Ground floor).[Excluding cost of chipping over concrete surface] With 1:6 cement mortar 20 mm thk Plaster b). In 1st Floor | BI01010001010000000000000515BI0100001133 | 35 | Sq.m | 202.48 |  |  | Excess(+) | 1 | Full Conversion | INR | [40 empty] | 7086.8 | 7086.8 | INR Seven Thousand &Eighty Six and Paise Eighty Only | 179 | 202.48 |  |  |  |  | 6265
23 | Plaster (to wall, floor, ceiling etc.) with sand and cement mortar including rounding off or chamfering corners as directed and raking out joints including throating, nosing and drip course,scaffolding/staging where necessary (Ground floor).[Excluding cost of chipping over concrete surface] With 1:6 cement mortar 20 mm thk Plaster c). In 2nd Floor | BI01010001010000000000000515BI0100001134 | 35 | Sq.m | 207.01 |  |  | Excess(+) | 1 | Full Conversion | INR | [40 empty] | 7245.35 | 7245.35 | INR Seven Thousand Two Hundred & Forty Five and Paise Thirty Five Only | 183 | 207.01 |  |  |  |  | 6405
24 | Plaster (to wall, floor, ceiling etc.) with sand and cement mortar including rounding off or chamfering corners as directed and raking out joints including throating, nosing and drip course,scaffolding/staging where necessary (Ground floor).[Excluding cost of chipping over concrete surface] With 1:6 cement mortar 15 mm thk Plaster a). In ground floor | BI01010001010000000000000515BI0100001135 | 185.6 | Sq.m | 170.81 |  |  | Excess(+) | 1 | Full Conversion | INR | [40 empty] | 31702.34 | 31702.34 | INR Thirty One Thousand Seven Hundred & Two and Paise Thirty Four Only | 151 | 170.81 |  |  |  |  | 28025.6
25 | Plaster (to wall, floor, ceiling etc.) with sand and cement mortar including rounding off or chamfering corners as directed and raking out joints including throating, nosing and drip course,scaffolding/staging where necessary (Ground floor).[Excluding cost of chipping over concrete surface] With 1:6 cement mortar 15 mm thk Plaster b). In 1st Floor | BI01010001010000000000000515BI0100001136 | 150.5 | Sq.m | 175.34 |  |  | Excess(+) | 1 | Full Conversion | INR | [40 empty] | 26388.67 | 26388.67 | INR Twenty Six Thousand Three Hundred & Eighty Eight and Paise Sixty Seven Only | 155 | 175.34 |  |  |  |  | 23327.5
26 | Plaster (to wall, floor, ceiling etc.) with sand and cement mortar including rounding off or chamfering corners as directed and raking out joints including throating, nosing and drip course,scaffolding/staging where necessary (Ground floor).[Excluding cost of chipping over concrete surface] With 1:6 cement mortar 15 mm thk Plaster c). In 2nd Floor | BI01010001010000000000000515BI0100001137 | 150.5 | Sq.m | 179.86 |  |  | Excess(+) | 1 | Full Conversion | INR | [40 empty] | 27068.93 | 27068.93 | INR Twenty Seven Thousand &Sixty Eight and Paise Ninety Three Only | 159 | 179.86 |  |  |  |  | 23929.5
27 | Plaster (to wall, floor, ceiling etc.) with sand and cement mortar including rounding off or chamfering corners as directed and raking out joints including throating, nosing and drip course,scaffolding/staging where necessary (Ground floor).[Excluding cost of chipping over concrete surface] With 1:4 cement mortar 10 mm thk Plaster a). In ground floor | BI01010001010000000000000515BI0100001138 | 65.1 | Sq.m | 150.45 |  |  | Excess(+) | 1 | Full Conversion | INR | [40 empty] | 9794.3 | 9794.3 | INR Nine Thousand Seven Hundred & Ninety Four and Paise Thirty Only | 133 | 150.45 |  |  |  |  | 8658.3
28 | Plaster (to wall, floor, ceiling etc.) with sand and cement mortar including rounding off or chamfering corners as directed and raking out joints including throating, nosing and drip course,scaffolding/staging where necessary (Ground floor).[Excluding cost of chipping over concrete surface] With 1:4 cement mortar 10 mm thk Plaster b). In 1st Floor | BI01010001010000000000000515BI0100001139 | 55.1 | Sq.m | 154.97 |  |  | Excess(+) | 1 | Full Conversion | INR | [40 empty] | 8538.85 | 8538.85 | INR Eight Thousand Five Hundred & Thirty Eight and Paise Eighty Five Only | 137 | 154.97 |  |  |  |  | 7548.7
29 | Plaster (to wall, floor, ceiling etc.) with sand and cement mortar including rounding off or chamfering corners as directed and raking out joints including throating, nosing and drip course,scaffolding/staging where necessary (Ground floor).[Excluding cost of chipping over concrete surface] With 1:4 cement mortar 10 mm thk Plaster c). In 2nd Floor | BI01010001010000000000000515BI0100001140 | 55.1 | Sq.m | 159.5 |  |  | Excess(+) | 1 | Full Conversion | INR | [40 empty] | 8788.45 | 8788.45 | INR Eight Thousand Seven Hundred & Eighty Eight and Paise Forty Five Only | 141 | 159.5 |  |  |  |  | 7769.1
30 | 125 mm. thick brick work with 1st class bricks in cement mortar (1:4) in ground floor. | BI01010001010000000000000515BI0100001141 | 32.1 | Sq.M. | 832.56 |  |  | Excess(+) | 1 | Full Conversion | INR | [40 empty] | 26725.18 | 26725.18 | INR Twenty Six Thousand Seven Hundred & Twenty Five and Paise Eighteen Only | 736 | 832.56 |  |  |  |  | 23625.6
31 | Applying Interior grade Acrylic Primer of approved quality and brand on plastered or cencrete surface old or new surface to receive Distemper/ Acrylic emulsion paint including scraping and preparing the surface throughly, complete as per manufacturer's specification and as per direction of the EIC. (In Ground Floor) Two Coats Solvent based interior grade Acrylic Primer | BI01010001010000000000000515BI0100001142 | 5100.5 | Sq.m | 54.86 |  |  | Excess(+) | 1 | Full Conversion | INR | [40 empty] | 279813.43 | 279813.43 | INR Two Lakh Seventy Nine Thousand Eight Hundred & Thirteen and Paise Forty Three Only | 48.5 | 54.86 |  |  |  |  | 247374.25
32 | Acrylic Distemper to interior wall, ceiling with a coat of solvent based interior grade acrylic primer (as per manufacturer's specification) including cleaning and smoothning of surface. Two Coats | BI01010001010000000000000515BI0100001143 | 5100.5 | Sq.m | 79.18 |  |  | Excess(+) | 1 | Full Conversion | INR | [40 empty] | 403857.59 | 403857.59 | INR Four Lakh Three Thousand Eight Hundred & Fifty Seven and Paise Fifty Nine Only | 70 | 79.18 |  |  |  |  | 357035
33 | Cement washing including cleaning and smoothening surface thoroughly (cement to be used @15 kg./100 sq.m. of surface for one coat and @25 kg./100 sq.m of surface for two coats):: External Surface One Coat Ground Floor | BI01010001010000000000000515BI0100001144 | 80 | Sq.m | 10.35 |  |  | Excess(+) | 1 | Full Conversion | INR | [40 empty] | 828 | 828 | INR Eight Hundred & Twenty Eight Only | 9.15 | 10.35 |  |  |  |  | 732
34 | Applying decorative cement based paint of approved quality after preparing the surface including scraping the same thoroughly (plastered or concrete surface) as per manufacturer's specification.. Two Coats In Ground Floor: | BI01010001010000000000000515BI0100001145 | 80 | Sq.m | 55.43 |  |  | Excess(+) | 1 | Full Conversion | INR | [40 empty] | 4434.4 | 4434.4 | INR Four Thousand Four Hundred & Thirty Four and Paise Forty Only | 49 | 55.43 |  |  |  |  | 3920
35 | Red oxide wash of approved shade including cleaning and smoothening surface thoroughly (without specific permission from the Engineer-incharge this item of work must not be done on an old painted surface which has not received such red oxide wash before) : Two coats (on new works only). Ground Floor | BI01010001010000000000000515BI0100001146 | 35 | Sq.m | 37.45 |  |  | Excess(+) | 1 | Full Conversion | INR | [40 empty] | 1310.75 | 1310.75 | INR One Thousand Three Hundred & Ten and Paise Seventy Five Only | 33.11 | 37.45 |  |  |  |  | 1158.85
36 | Red oxide wash of approved shade including cleaning and smoothening surface thoroughly (without specific permission from the Engineer-incharge this item of work must not be done on an old painted surface which has not received such red oxide wash before) : Two coats (on new works only). b). In 1st Floor | BI01010001010000000000000515BI0100001147 | 35 | Sq.m | 38.26 |  |  | Excess(+) | 1 | Full Conversion | INR | [40 empty] | 1339.1 | 1339.1 | INR One Thousand Three Hundred & Thirty Nine and Paise Ten Only | 33.82 | 38.26 |  |  |  |  | 1183.7
37 | Red oxide wash of approved shade including cleaning and smoothening surface thoroughly (without specific permission from the Engineer-incharge this item of work must not be done on an old painted surface which has not received such red oxide wash before) : Two coats (on new works only). c). In 2nd Floor | BI01010001010000000000000515BI0100001148 | 35 | Sq.m | 39.06 |  |  | Excess(+) | 1 | Full Conversion | INR | [40 empty] | 1367.1 | 1367.1 | INR One Thousand Three Hundred & Sixty Seven and Paise Ten Only | 34.53 | 39.06 |  |  |  |  | 1208.55
38 | Painting with best quality synthetic enamel paint of approved make and brand including smoothening surface by sand papering etc. including using of approved putty etc. on the surface, if necessary : b) On steel or other metal surface : With super gloss (hi-gloss) - (iv) Two coats (with any shade except white) | BI01010001010000000000000515BI0100001149 | 460 | Sq.m | 89.36 |  |  | Excess(+) | 1 | Full Conversion | INR | [40 empty] | 41105.6 | 41105.6 | INR Forty One Thousand One Hundred & Five and Paise Sixty Only | 79 | 89.36 |  |  |  |  | 36340
39 | Supplying and laying true to line and level Double Charge Vitrified Tiles of approved brand conforming to IS 15622: 2006 (Group B I a) and tested as per IS 13630:2006 (relevant parts) [Non-modular sizes for tiles with Water Absorption (av.) ≤ 0.08 %] in floor, skirting etc. using polymerised adhesive of 6mm thick layer applied directly over finished artificial stone floor/Mosaic etc without any backing course and joints grouted with admixture of white epoxy grout materials of approved brand including spacer -2mm as directed and removal of wax coating of top surface of tiles with warm water and polishing the tiles using soft and dry cloth upto mirror finish complete including the cost of materials,Iabour and all other incidental charges complete as per direction of Engineerin- Charge. (Note: This work should not be executed without specific permission of Superintending Engineer) ln Ground FIoor:(size not Iess than 600mmX 600 mm X 9.5 mm thick) | BI01010001010000000000000515BI0100001150 | 242.9 | Sq.m | 1771.46 |  |  | Excess(+) | 1 | Full Conversion | INR | [40 empty] | 430287.63 | 430287.63 | INR Four Lakh Thirty Thousand Two Hundred & Eighty Seven and Paise Sixty Three Only | 1566 | 1771.46 |  |  |  |  | 380381.4
40 | a) M.S.or W.I. Ornamental grill of approved design jointsn continuously welded with M.S, W.I. Flats and bars of windows, railing etc. fitted and fixed with necessary screws and lugs in ground floor. Grill weighing above 10 Kg./sq.mtr and up to 16 Kg./sq. mtr. | BI01010001010000000000000515BI0100001151 | 1.1 | Qntl | 11185.31 |  |  | Excess(+) | 1 | Full Conversion | INR | [40 empty] | 12303.84 | 12303.84 | INR Twelve Thousand Three Hundred & Three and Paise Eighty Four Only | 9888 | 11185.31 |  |  |  |  | 10876.8
41 | a) M.S.or W.I. Ornamental grill of approved design joints continuously welded with M.S, W.I. Flats and bars of windows, railing etc. fitted and fixed with necessary screws and lugs in 1st floor. Grill weighing above 10 Kg./sq.mtr and up to 16 Kg./sq. mtr. | BI01010001010000000000000515BI0100001152 | 1.1 | Qntl | 11297.16 |  |  | Excess(+) | 1 | Full Conversion | INR | [40 empty] | 12426.88 | 12426.88 | INR Twelve Thousand Four Hundred & Twenty Six and Paise Eighty Eight Only | 9986.88 | 11297.16 |  |  |  |  | 10985.57
42 | a) M.S.or W.I. Ornamental grill of approved design joints continuously welded with M.S, W.I. Flats and bars of windows, railing etc. fitted and fixed with necessary screws and lugs in 2nd floor. Grill weighing above 10 Kg./sq.mtr and up to 16 Kg./sq. mtr. | BI01010001010000000000000515BI0100001153 | 1.1 | Qntl | 11410.13 |  |  | Excess(+) | 1 | Full Conversion | INR | [40 empty] | 12551.14 | 12551.14 | INR Twelve Thousand Five Hundred & Fifty One and Paise Fourteen Only | 10086.75 | 11410.13 |  |  |  |  | 11095.43
43 | Ordinary Cement concrete (mix 1:1.5:3) with graded stone chips (20 mm nominal size) excluding shuttering and reinforcement if any, in ground floor as per relevant IS codes. (i) Pakur Variety | BI01010001010000000000000515BI0100001154 | 3.5 | Cu.M. | 6777.15 |  |  | Excess(+) | 1 | Full Conversion | INR | [40 empty] | 23720.03 | 23720.03 | INR Twenty Three Thousand Seven Hundred & Twenty and Paise Three Only | 5991.12 | 6777.15 |  |  |  |  | 20968.92
44 | Ordinary Cement concrete (mix 1:1.5:3) with graded stone chips (20 mm nominal size) excluding shuttering and reinforcement if any, in 1st floor as per relevant IS codes. (i) Pakur Variety | BI01010001010000000000000515BI0100001155 | 1.8 | Cu.M. | 6884.62 |  |  | Excess(+) | 1 | Full Conversion | INR | [40 empty] | 12392.32 | 12392.32 | INR Twelve Thousand Three Hundred & Ninety Two and Paise Thirty Two Only | 6086.12 | 6884.62 |  |  |  |  | 10955.02
45 | Ordinary Cement concrete (mix 1:1.5:3) with graded stone chips (20 mm nominal size) excluding shuttering and reinforcement if any, in 2nd floor as per relevant IS codes. (i) Pakur Variety | BI01010001010000000000000515BI0100001156 | 1.8 | Cu.M. | 6992.08 |  |  | Excess(+) | 1 | Full Conversion | INR | [40 empty] | 12585.74 | 12585.74 | INR Twelve Thousand Five Hundred & Eighty Five and Paise Seventy Four Only | 6181.12 | 6992.08 |  |  |  |  | 11126.02
46 | Reinforcement for reinforced concrete work in all sorts of structures including distribution bars, stirrups, binders etc initial straightening and removal of loose rust (if necessary), cutting to requisite length, hooking and bending to correct shape, placing in proper position and binding with 16 gauge black annealed wire at every intersection, complete as per drawing and direction. For works in foundation and upto roof of ground floor/upto 4 m Tor steel/Mild Steel SAIL/ TATA/RINL | BI01010001010000000000000515BI0100001157 | 0.42 | M.T. | 80785.78 |  |  | Excess(+) | 1 | Full Conversion | INR | [40 empty] | 33930.03 | 33930.03 | INR Thirty Three Thousand Nine Hundred & Thirty and Paise Three Only | 71416 | 80785.78 |  |  |  |  | 29994.72
47 | Reinforcement for reinforced concrete work in all sorts of structures including distribution bars, stirrups, binders etc initial straightening and removal of loose rust (if necessary), cutting to requisite length, hooking and bending to correct shape, placing in proper position and binding with 16 gauge black annealed wire at every intersection, complete as per drawing and direction. For works in foundation and upto roof of 1st floor Tor steel/Mild Steel SAIL/ TATA/RINL | BI01010001010000000000000515BI0100001158 | 0.25 | M.T. | 81328.76 |  |  | Excess(+) | 1 | Full Conversion | INR | [40 empty] | 20332.19 | 20332.19 | INR Twenty Thousand Three Hundred & Thirty Two and Paise Nineteen Only | 71896 | 81328.76 |  |  |  |  | 17974
48 | Reinforcement for reinforced concrete work in all sorts of structures including distribution bars, stirrups, binders etc initial straightening and removal of loose rust (if necessary), cutting to requisite length, hooking and bending to correct shape, placing in proper position and binding with 16 gauge black annealed wire at every intersection, complete as per drawing and direction. For works in foundation and upto roof of 2nd floor Tor steel/Mild Steel SAIL/ TATA/RINL | BI01010001010000000000000515BI0100001159 | 0.25 | M.T. | 81871.73 |  |  | Excess(+) | 1 | Full Conversion | INR | [40 empty] | 20467.93 | 20467.93 | INR Twenty Thousand Four Hundred & Sixty Seven and Paise Ninety Three Only | 72376 | 81871.73 |  |  |  |  | 18094
49 | Hire and labour charges for shuttering with centering and necessary staging upto 4 m using approved stout props and thick hard wood planks of approved thickness with required bracing for concrete slabs, beams and columns, lintels curved or straight including fitting, fixing and striking out after completion of works (upto roof of ground floor) Steel shuttering or 9 to 12 mm thick approved quality ply board shuttering in any concrete work | BI01010001010000000000000515BI0100001160 | 45.5 | Sq.m | 417.41 |  |  | Excess(+) | 1 | Full Conversion | INR | [40 empty] | 18992.16 | 18992.16 | INR Eighteen Thousand Nine Hundred & Ninety Two and Paise Sixteen Only | 369 | 417.41 |  |  |  |  | 16789.5
50 | Hire and labour charges for shuttering with centering and necessary staging upto 4 m using approved stout props and thick hard wood planks of approved thickness with required bracing for concrete slabs, beams and columns, lintels curved or straight including fitting, fixing and striking out after completion of works (upto roof of 1st floor) Steel shuttering or 9 to 12 mm thick approved quality ply board shuttering in any concrete work | BI01010001010000000000000515BI0100001161 | 41.2 | Sq.m | 437.77 |  |  | Excess(+) | 1 | Full Conversion | INR | [40 empty] | 18036.12 | 18036.12 | INR Eighteen Thousand &Thirty Six and Paise Twelve Only | 387 | 437.77 |  |  |  |  | 15944.4
51 | Hire and labour charges for shuttering with centering and necessary staging upto 4 m using approved stout props and thick hard wood planks of approved thickness with required bracing for concrete slabs, beams and columns, lintels curved or straight including fitting, fixing and striking out after completion of works (upto roof of 2nd floor) Steel shuttering or 9 to 12 mm thick approved quality ply board shuttering in any concrete work | BI01010001010000000000000515BI0100001162 | 35.5 | Sq.m | 458.14 |  |  | Excess(+) | 1 | Full Conversion | INR | [40 empty] | 16263.97 | 16263.97 | INR Sixteen Thousand Two Hundred & Sixty Three and Paise Ninety Seven Only | 405 | 458.14 |  |  |  |  | 14377.5
52 | Wood work in door and window frame fitted and fixed in position complete including a protective coat of painting at the contact surface of the frame exluding cost of concrete, Iron Butt Hinges and M.S clamps. (The quantum should be correted upto three decimals). Sal : Malayasian Ground Floor | BI01010001010000000000000515BI0100001163 | 0.945 | Cu.M. | 94136.2 |  |  | Excess(+) | 1 | Full Conversion | INR | [40 empty] | 88958.71 | 88958.71 | INR Eighty Eight Thousand Nine Hundred & Fifty Eight and Paise Seventy One Only | 83218 | 94136.2 | 78641.01 |  |  |  | 78641.01
53 | Wood work in door and window frame fitted and fixed in position complete including a protective coat of painting at the contact surface of the frame exluding cost of concrete, Iron Butt Hinges and M.S clamps. (The quantum should be correted upto three decimals). Sal : Malayasian b). In 1st Floor | BI01010001010000000000000515BI0100001164 | 0.945 | Cu.M. | 94362.44 |  |  | Excess(+) | 1 | Full Conversion | INR | [40 empty] | 89172.51 | 89172.51 | INR Eighty Nine Thousand One Hundred & Seventy Two and Paise Fifty One Only | 83418 | 94362.44 | 78830.01 |  |  |  | 78830.01
54 | Wood work in door and window frame fitted and fixed in position complete including a protective coat of painting at the contact surface of the frame exluding cost of concrete, Iron Butt Hinges and M.S clamps. (The quantum should be correted upto three decimals). Sal : Malayasian c). In 2nd Floor | BI01010001010000000000000515BI0100001165 | 0.945 | Cu.M. | 94588.68 |  |  | Excess(+) | 1 | Full Conversion | INR | [40 empty] | 89386.3 | 89386.3 | INR Eighty Nine Thousand Three Hundred & Eighty Six and Paise Thirty Only | 83618 | 94588.68 | 79019.01 |  |  |  | 79019.01
55 | Supplying solid flush type doors of commercial quality, the timber frame consisting of top and bottom rails and side styles of well seasoned timber 65mm wide each and the entire frame fitted with 37.5mm wide battens places both ways in order to make the door of solid core and internal lipping with Garjan or similar wood veneers using phenol formaldehyde as glue etc. complete, including fitting, fixing shutters in position but excluding the cost of hinges and other fittings in ground floor. 32 mm thick shutters (single leaf) | BI01010001010000000000000515BI0100001166 | 10.5 | Sq.m | 2668.5 |  |  | Excess(+) | 1 | Full Conversion | INR | [40 empty] | 28019.25 | 28019.25 | INR Twenty Eight Thousand &Nineteen and Paise Twenty Five Only | 2359 | 2668.5 |  |  |  |  | 24769.5
56 | Supplying solid flush type doors of commercial quality, the timber frame consisting of top and bottom rails and side styles of well seasoned timber 65mm wide each and the entire frame fitted with 37.5mm wide battens places both ways in order to make the door of solid core and internal lipping with Garjan or similar wood veneers using phenol formaldehyde as glue etc. complete, including fitting, fixing shutters in position but excluding the cost of hinges and other fittings in 1st floor. 32 mm thick shutters (single leaf) | BI01010001010000000000000515BI0100001167 | 10.5 | Sq.m | 2684.34 |  |  | Excess(+) | 1 | Full Conversion | INR | [40 empty] | 28185.57 | 28185.57 | INR Twenty Eight Thousand One Hundred & Eighty Five and Paise Fifty Seven Only | 2373 | 2684.34 |  |  |  |  | 24916.5
57 | Supplying solid flush type doors of commercial quality, the timber frame consisting of top and bottom rails and side styles of well seasoned timber 65mm wide each and the entire frame fitted with 37.5mm wide battens places both ways in order to make the door of solid core and internal lipping with Garjan or similar wood veneers using phenol formaldehyde as glue etc. complete, including fitting, fixing shutters in position but excluding the cost of hinges and other fittings in 2nd floor. 32 mm thick shutters (single leaf) | BI01010001010000000000000515BI0100001168 | 10.5 | Sq.m | 2700.17 |  |  | Excess(+) | 1 | Full Conversion | INR | [40 empty] | 28351.79 | 28351.79 | INR Twenty Eight Thousand Three Hundred & Fifty One and Paise Seventy Nine Only | 2387 | 2700.17 |  |  |  |  | 25063.5
58 | Supplying, fitting & fixing fibre reinforced polymer (FRP) Composite door shutters as per approved design with glass fibre reinforced plastic moulded skins and a special sandwich core, so as to impart monolitaheic composite structure as per approved technology of Department of Science and Technology (DST) to satisfy IS:4020 door testing performance criteria. In ground floor. (i) 32 mm thick | BI01010001010000000000000515BI0100001169 | 18.9 | Sq.m | 3125.51 |  |  | Excess(+) | 1 | Full Conversion | INR | [40 empty] | 59072.14 | 59072.14 | INR Fifty Nine Thousand &Seventy Two and Paise Fourteen Only | 2763 | 3125.51 |  |  |  |  | 52220.7
59 | Supplying, fitting & fixing fibre reinforced polymer (FRP) Composite door shutters as per approved design with glass fibre reinforced plastic moulded skins and a special sandwich core, so as to impart monolitaheic composite structure as per approved technology of Department of Science and Technology (DST) to satisfy IS:4020 door testing performance criteria. In 1st floor. (i) 32 mm thick | BI01010001010000000000000515BI0100001170 | 18.9 | Sq.m | 3141.34 |  |  | Excess(+) | 1 | Full Conversion | INR | [40 empty] | 59371.33 | 59371.33 | INR Fifty Nine Thousand Three Hundred & Seventy One and Paise Thirty Three Only | 2777 | 3141.34 |  |  |  |  | 52485.3
60 | Supplying, fitting & fixing fibre reinforced polymer (FRP) Composite door shutters as per approved design with glass fibre reinforced plastic moulded skins and a special sandwich core, so as to impart monolitaheic composite structure as per approved technology of Department of Science and Technology (DST) to satisfy IS:4020 door testing performance criteria. In 2nd floor. (i) 32 mm thick | BI01010001010000000000000515BI0100001171 | 18.9 | Sq.m | 3157.18 |  |  | Excess(+) | 1 | Full Conversion | INR | [40 empty] | 59670.7 | 59670.7 | INR Fifty Nine Thousand Six Hundred & Seventy and Paise Seventy Only | 2791 | 3157.18 |  |  |  |  | 52749.9
61 | Supplying, fitting and fixing fibre reinforced polymer (FRP) Composite door frame as per approved section with glass fibre reinforced plastic moulded skins and a special sandwich core, so as to impart monolitaheic composite structure as per approved technology of Department of Science and Technology (DST) to safisfy IS: 4020 door testing performance criteria.. (i) 66mm x 90mm | BI01010001010000000000000515BI0100001172 | 50.25 | Mtr. | 562.21 |  |  | Excess(+) | 1 | Full Conversion | INR | [40 empty] | 28251.05 | 28251.05 | INR Twenty Eight Thousand Two Hundred & Fifty One and Paise Five Only | 497 | 562.21 |  |  |  |  | 24974.25
62 | Labour for taking out door and window frame including shutter for repair or replacement of different parts of the frame & refixing the same including mending good all damaes complete. (Concrete and brick work for mending damage will be paid separately) (a) Upto area 2.5 Sq.m | BI01010001010000000000000515BI0100001173 | 258.958 | Sqm | 134.61 |  |  | Excess(+) | 1 | Full Conversion | INR | [40 empty] | 34858.34 | 34858.34 | INR Thirty Four Thousand Eight Hundred & Fifty Eight and Paise Thirty Four Only | 119 | 134.61 |  |  |  |  | 30816
63 | Supplying bubble free float glass of approved make and brand conforming to IS: 2835-1987. 4mm thick clear glass. | BI01010001010000000000000515BI0100001174 | 90 | Sqm | 450.22 |  |  | Excess(+) | 1 | Full Conversion | INR | [40 empty] | 40519.8 | 40519.8 | INR Forty Thousand Five Hundred & Nineteen and Paise Eighty Only | 398 | 450.22 |  |  |  |  | 35820
64 | Cleaning and removing paint mark from glass pane with spirit and removing strains etc. | BI01010001010000000000000515BI0100001175 | 252.5 | Sq.m | 19.23 |  |  | Excess(+) | 1 | Full Conversion | INR | [40 empty] | 4855.58 | 4855.58 | INR Four Thousand Eight Hundred & Fifty Five and Paise Fifty Eight Only | 17 | 19.23 |  |  |  |  | 4292.5
65 | Renewing worn out putty of glass panes : (b) Panes exceeding 0.2 Sq.m but not exceeding 0.5 Sq.m | BI01010001010000000000000515BI0100001176 | 125 | Each | 57.69 |  |  | Excess(+) | 1 | Full Conversion | INR | [40 empty] | 7211.25 | 7211.25 | INR Seven Thousand Two Hundred & Eleven and Paise Twenty Five Only | 51 | 57.69 |  |  |  |  | 6375
66 | Washing and cleaning with soap water and rubbing with oil cloth in all types of floor and dado. | BI01010001010000000000000515BI0100001177 | 235.6 | Sq.m | 6.79 |  |  | Excess(+) | 1 | Full Conversion | INR | [40 empty] | 1599.72 | 1599.72 | INR One Thousand Five Hundred & Ninety Nine and Paise Seventy Two Only | 6 | 6.79 |  |  |  |  | 1413.6
67 | Artificial stone in floor, dado, staircase etc with cement concrete (1:2:4) with stone chips, laid in panels as directed with topping made with ordinary or white cement (as necessary) and marble dust in proportion (1:2) including smooth finishing and rounding off corners including raking out joints or roughening of concrete surface and application of cement slurry before flooring works using cement @ 1.75 kg/sq.m all complete including all materials and labour. 3 mm. thick topping (High polishing grinding on this item is not permitted with ordinary cement). Using grey cement 35 mm. thick a). In ground floor. | BI01010001010000000000000515BI0100001178 | 35.6 | Sq.m | 381.21 |  |  | Excess(+) | 1 | Full Conversion | INR | [40 empty] | 13571.08 | 13571.08 | INR Thirteen Thousand Five Hundred & Seventy One and Paise Eight Only | 337 | 381.21 |  |  |  |  | 11997.2
68 | Artificial stone in floor, dado, staircase etc with cement concrete (1:2:4) with stone chips, laid in panels as directed with topping made with ordinary or white cement (as necessary) and marble dust in proportion (1:2) including smooth finishing and rounding off corners including raking out joints or roughening of concrete surface and application of cement slurry before flooring works using cement @ 1.75 kg/sq.m all complete including all materials and labour. 3 mm. thick topping (High polishing grinding on this item is not permitted with ordinary cement). Using grey cement 35 mm. thick b). In 1st Floor | BI01010001010000000000000515BI0100001179 | 35.6 | Sq.m | 386.94 |  |  | Excess(+) | 1 | Full Conversion | INR | [40 empty] | 13775.06 | 13775.06 | INR Thirteen Thousand Seven Hundred & Seventy Five and Paise Six Only | 342.06 | 386.94 |  |  |  |  | 12177.34
69 | Artificial stone in floor, dado, staircase etc with cement concrete (1:2:4) with stone chips, laid in panels as directed with topping made with ordinary or white cement (as necessary) and marble dust in proportion (1:2) including smooth finishing and rounding off corners including raking out joints or roughening of concrete surface and application of cement slurry before flooring works using cement @ 1.75 kg/sq.m all complete including all materials and labour. 3 mm. thick topping (High polishing grinding on this item is not permitted with ordinary cement). Using grey cement 35 mm. thick c). In 2nd Floor | BI01010001010000000000000515BI0100001180 | 35.6 | Sq.m | 392.74 |  |  | Excess(+) | 1 | Full Conversion | INR | [40 empty] | 13981.54 | 13981.54 | INR Thirteen Thousand Nine Hundred & Eighty One and Paise Fifty Four Only | 347.19 | 392.74 |  |  |  |  | 12359.96
70 | Dismantling artificial stone flooring upto 50 mm. thick by carefully chiselling without damaging the base and removing rubbish as directed within a lead of 75 m. a). In ground floor including roof. | BI01010001010000000000000515BI0100001181 | 35.6 | Sq.M. | 56.56 |  |  | Excess(+) | 1 | Full Conversion | INR | [40 empty] | 2013.54 | 2013.54 | INR Two Thousand &Thirteen and Paise Fifty Four Only | 50 | 56.56 |  |  |  |  | 1780
71 | Dismantling artificial stone flooring upto 50 mm. thick by carefully chiselling without damaging the base and removing rubbish as directed within a lead of 75 m. b). In 1st Floor | BI01010001010000000000000515BI0100001182 | 35.6 | Sq.M. | 63.35 |  |  | Excess(+) | 1 | Full Conversion | INR | [40 empty] | 2255.26 | 2255.26 | INR Two Thousand Two Hundred & Fifty Five and Paise Twenty Six Only | 56 | 63.35 |  |  |  |  | 1993.6
72 | Dismantling artificial stone flooring upto 50 mm. thick by carefully chiselling without damaging the base and removing rubbish as directed within a lead of 75 m. c). In 2nd Floor | BI01010001010000000000000515BI0100001183 | 35.6 | Sq.M. | 70.13 |  |  | Excess(+) | 1 | Full Conversion | INR | [40 empty] | 2496.63 | 2496.63 | INR Two Thousand Four Hundred & Ninety Six and Paise Sixty Three Only | 62 | 70.13 |  |  |  |  | 2207.2
73 | Supplying & laying 3mm thick pre-fabricated plastomeric water proofing membrane conforming to EN 12311-1 & ASTMD 5147, manufactured with atactic poly propylene (APP) modified premium grade asphalt , specially reinforced with non-woven polyester core with polyester reinforcement @160 gms per sqm & both faces covered with thermo-fusible polyethylene film /MineraL on top face over a coat of primer @ 0.40 lit/sqm of manufacturer's specification on smooth,clean dry surface prepared wherever required.Lap joint shall be provided of 75 mm in longitudinal & 100 mm in transverse direction and fused using LPG/ Propane torch employing extra care ensuring full bondage, complete removal of entrapped air and sealing edges into grooves in appropriate manner as per direction of Engineer -in-charge all complete including materials,labour and applicable taxes. (Payment shall be made on the basis of finished surface area.). Membrane Property: Softening Point > 150 deg C, Cold Flexibility < -6 deg C, Tensile Strength, N/cm : 600 (longitudinal), 450 (transverse), Tearing Strength, N: 300 (longitudinal), 200 (transverse) | BI01010001010000000000000515BI0100001184 | 74.28 | Sq.M. | 460.4 |  |  | Excess(+) | 1 | Full Conversion | INR | [40 empty] | 34198.51 | 34198.51 | INR Thirty Four Thousand One Hundred & Ninety Eight and Paise Fifty One Only | 407 | 460.4 |  |  |  |  | 30231.96
74 | Plumbing & Sanitary Labour for dismantling G.I. pipe with fittings. 25 mm | BI01010001010000000000000515BI0100001185 | 154.38 | Mtr. | 6.79 |  |  | Excess(+) | 1 | Full Conversion | INR | [40 empty] | 1048.24 | 1048.24 | INR One Thousand &Forty Eight and Paise Twenty Four Only | 6 | 6.79 |  |  |  |  | 926.28
75 | Labour for dismantling G.I. pipe with fittings. 32 mm | BI01010001010000000000000515BI0100001186 | 154.25 | Mtr. | 6.79 |  |  | Excess(+) | 1 | Full Conversion | INR | [40 empty] | 1047.36 | 1047.36 | INR One Thousand &Forty Seven and Paise Thirty Six Only | 6 | 6.79 |  |  |  |  | 925.5
76 | Labour for dismantling G.I. pipe with fittings. 40 mm | BI01010001010000000000000515BI0100001187 | 293.22 | Mtr. | 9.05 |  |  | Excess(+) | 1 | Full Conversion | INR | [40 empty] | 2653.64 | 2653.64 | INR Two Thousand Six Hundred & Fifty Three and Paise Sixty Four Only | 8 | 9.05 |  |  |  |  | 2345.76
77 | Labour for dismantling G.I. pipe with fittings. 50 mm | BI01010001010000000000000515BI0100001188 | 310.9 | Mtr. | 9.05 |  |  | Excess(+) | 1 | Full Conversion | INR | [40 empty] | 2813.65 | 2813.65 | INR Two Thousand Eight Hundred & Thirteen and Paise Sixty Five Only | 8 | 9.05 |  |  |  |  | 2487.2
78 | Labour for dismantling G.I. pipe with fittings. 65 mm | BI01010001010000000000000515BI0100001189 | 52.9 | Mtr. | 9.05 |  |  | Excess(+) | 1 | Full Conversion | INR | [40 empty] | 478.75 | 478.75 | INR Four Hundred & Seventy Eight and Paise Seventy Five Only | 8 | 9.05 |  |  |  |  | 423.2
79 | Labour for dismantling G.I. pipe with fittings. 80 mm | BI01010001010000000000000515BI0100001190 | 50.9 | Mtr. | 12.44 |  |  | Excess(+) | 1 | Full Conversion | INR | [40 empty] | 633.2 | 633.2 | INR Six Hundred & Thirty Three and Paise Twenty Only | 11 | 12.44 |  |  |  |  | 559.9
80 | Labour for dismantling G.I. pipe with fittings. 100 mm | BI01010001010000000000000515BI0100001191 | 51.9 | Mtr. | 12.44 |  |  | Excess(+) | 1 | Full Conversion | INR | [40 empty] | 645.64 | 645.64 | INR Six Hundred & Forty Five and Paise Sixty Four Only | 11 | 12.44 |  |  |  |  | 570.9
81 | Supplying, fitting and fixing Peet's valve fullway gunmetal standard pattern best quality of approved brand bearing I.S.I. marking with fittings (tested to 21 kg per sq. cm.). 25 mm dia | BI01010001010000000000000515BI0100001192 | 10 | Each | 1031.65 |  |  | Excess(+) | 1 | Full Conversion | INR | [40 empty] | 10316.5 | 10316.5 | INR Ten Thousand Three Hundred & Sixteen and Paise Fifty Only | 912 | 1031.65 |  |  |  |  | 9120
82 | Supplying, fitting and fixing CPVC (Chlorinated Polyvinyl Chloride) pipes of approved make conforming to IS-15778: 2007 . with all necessary accessories, specials viz. socket, bend, tee, union, cross, elbo, nipple, longscrew, reducing socket, reducing tee, short piece etc. fitted with holder bats clamps, including cutting pipes, fitting, fixing etc. complete in all respect including cost of all necessary fittings as required,jointing materials in any position above ground. (Payment will be made on the centre line measurements of total pipe line including all specials. No separate payment will be made for accesories, specials. a). Exposed Work(CPVC Pipes Class-1, SDR-11) 25 mm Dia | BI01010001010000000000000515BI0100001193 | 102.5 | Mtr. | 235.29 |  |  | Excess(+) | 1 | Full Conversion | INR | [40 empty] | 24117.23 | 24117.23 | INR Twenty Four Thousand One Hundred & Seventeen and Paise Twenty Three Only | 208 | 235.29 |  |  |  |  | 21320
83 | Supplying, fitting and fixing CPVC (Chlorinated Polyvinyl Chloride) pipes of approved make conforming to IS-15778: 2007 . with all necessary accessories, specials viz. socket, bend, tee, union, cross, elbo, nipple, longscrew, reducing socket, reducing tee, short piece etc. fitted with holder bats clamps, including cutting pipes, fitting, fixing etc. complete in all respect including cost of all necessary fittings as required,jointing materials in any position above ground. (Payment will be made on the centre line measurements of total pipe line including all specials. No separate payment will be made for accesories, specials. a). Exposed Work(CPVC Pipes Class-1, SDR-11) 32 mm Dia | BI01010001010000000000000515BI0100001194 | 105 | Mtr. | 320.13 |  |  | Excess(+) | 1 | Full Conversion | INR | [40 empty] | 33613.65 | 33613.65 | INR Thirty Three Thousand Six Hundred & Thirteen and Paise Sixty Five Only | 283 | 320.13 |  |  |  |  | 29715
84 | Supplying, fitting and fixing CPVC (Chlorinated Polyvinyl Chloride) pipes of approved make conforming to IS-15778: 2007 . with all necessary accessories, specials viz. socket, bend, tee, union, cross, elbo, nipple, longscrew, reducing socket, reducing tee, short piece etc. fitted with holder bats clamps, including cutting pipes, fitting, fixing etc. complete in all respect including cost of all necessary fittings as required,jointing materials in any position above ground. (Payment will be made on the centre line measurements of total pipe line including all specials. No separate payment will be made for accesories, specials. a). Exposed Work(CPVC Pipes Class-1, SDR-11) 40 mm Dia | BI01010001010000000000000515BI0100001195 | 110 | Mtr. | 455.87 |  |  | Excess(+) | 1 | Full Conversion | INR | [40 empty] | 50145.7 | 50145.7 | INR Fifty Thousand One Hundred & Forty Five and Paise Seventy Only | 403 | 455.87 |  |  |  |  | 44330
85 | Supplying, fitting and fixing CPVC (Chlorinated Polyvinyl Chloride) pipes of approved make conforming to IS-15778: 2007 . with all necessary accessories, specials viz. socket, bend, tee, union, cross, elbo, nipple, longscrew, reducing socket, reducing tee, short piece etc. fitted with holder bats clamps, including cutting pipes, fitting, fixing etc. complete in all respect including cost of all necessary fittings as required,jointing materials in any position above ground. (Payment will be made on the centre line measurements of total pipe line including all specials. No separate payment will be made for accesories, specials. a). Exposed Work(CPVC Pipes Class-1, SDR-11) 50 mm Dia | BI01010001010000000000000515BI0100001196 | 105 | Mtr. | 744.33 |  |  | Excess(+) | 1 | Full Conversion | INR | [40 empty] | 78154.65 | 78154.65 | INR Seventy Eight Thousand One Hundred & Fifty Four and Paise Sixty Five Only | 658 | 744.33 |  |  |  |  | 69090
86 | Supplying, fitting and fixing gunmetal wheel valve of approved brand and make tested to 21 kg per sq. cm. (for water lines only). (i) 100 mm dia | BI01010001010000000000000515BI0100001197 | 4 | Each | 10868.57 |  |  | Excess(+) | 1 | Full Conversion | INR | [40 empty] | 43474.28 | 43474.28 | INR Forty Three Thousand Four Hundred & Seventy Four and Paise Twenty Eight Only | 9608 | 10868.57 |  |  |  |  | 38432
87 | Supplying, fitting and fixing gunmetal wheel valve of approved brand and make tested to 21 kg per sq. cm. (for water lines only). (iv) 50 mm dia | BI01010001010000000000000515BI0100001198 | 8 | Each | 2575.74 |  |  | Excess(+) | 1 | Full Conversion | INR | [40 empty] | 20605.92 | 20605.92 | INR Twenty Thousand Six Hundred & Five and Paise Ninety Two Only | 2277 | 2575.74 |  |  |  |  | 18216
88 | Supplying, fitting and fixing gunmetal wheel valve of approved brand and make tested to 21 kg per sq. cm. (for water lines only). (v) 40 mm dia | BI01010001010000000000000515BI0100001199 | 5 | Each | 1798.61 |  |  | Excess(+) | 1 | Full Conversion | INR | [40 empty] | 8993.05 | 8993.05 | INR Eight Thousand Nine Hundred & Ninety Three and Paise Five Only | 1590 | 1798.61 |  |  |  |  | 7950
89 | Supplying, fitting and fixing gunmetal wheel valve of approved brand and make tested to 21 kg per sq. cm. (for water lines only). (vi) 32 mm dia | BI01010001010000000000000515BI0100001200 | 6 | Each | 1312.19 |  |  | Excess(+) | 1 | Full Conversion | INR | [40 empty] | 7873.14 | 7873.14 | INR Seven Thousand Eight Hundred & Seventy Three and Paise Fourteen Only | 1160 | 1312.19 |  |  |  |  | 6960
90 | Supplying, fitting and fixing gunmetal wheel valve of approved brand and make tested to 21 kg per sq. cm. (for water lines only). (vii) 25 mm dia | BI01010001010000000000000515BI0100001201 | 12 | Each | 880.07 |  |  | Excess(+) | 1 | Full Conversion | INR | [40 empty] | 10560.84 | 10560.84 | INR Ten Thousand Five Hundred & Sixty and Paise Eighty Four Only | 778 | 880.07 |  |  |  |  | 9336
91 | Supply of UPVC pipes (B Type) & fittings conforming to IS-13592-1992 Double Socketed 3 Meter Length (a) 75 mm | BI01010001010000000000000515BI0100001202 | 50.5 | Mtr. | 238.68 |  |  | Excess(+) | 1 | Full Conversion | INR | [40 empty] | 12053.34 | 12053.34 | INR Twelve Thousand &Fifty Three and Paise Thirty Four Only | 211 | 238.68 |  |  |  |  | 10655.5
92 | Supply of UPVC pipes (B Type) & fittings conforming to IS-13592-1992 Double Socketed 3 Meter Length (b) 110 mm | BI01010001010000000000000515BI0100001203 | 100.5 | Mtr. | 356.33 |  |  | Excess(+) | 1 | Full Conversion | INR | [40 empty] | 35811.17 | 35811.17 | INR Thirty Five Thousand Eight Hundred & Eleven and Paise Seventeen Only | 315 | 356.33 |  |  |  |  | 31657.5
93 | Supply of UPVC pipes (B Type) & fittings conforming to IS-13592-1992 Double socketed 1.2 mtr length (b) 110 mm | BI01010001010000000000000515BI0100001204 | 15.58 | Mtr. | 364.25 |  |  | Excess(+) | 1 | Full Conversion | INR | [40 empty] | 5675.02 | 5675.02 | INR Five Thousand Six Hundred & Seventy Five and Paise Two Only | 322 | 364.25 |  |  |  |  | 5016.76
94 | Supply of UPVC pipes (B Type) & fittings conforming to IS-13592-1992 Double socketed .9 mtr length (b) 110 mm | BI01010001010000000000000515BI0100001205 | 10.5 | Mtr. | 366.51 |  |  | Excess(+) | 1 | Full Conversion | INR | [40 empty] | 3848.36 | 3848.36 | INR Three Thousand Eight Hundred & Forty Eight and Paise Thirty Six Only | 324 | 366.51 |  |  |  |  | 3402
95 | Supply of UPVC pipes (B Type) & fittings conforming to IS-13592-1992 Double socketed .6 mtr length (b) 110 mm | BI01010001010000000000000515BI0100001206 | 10.5 | Mtr. | 381.21 |  |  | Excess(+) | 1 | Full Conversion | INR | [40 empty] | 4002.71 | 4002.71 | INR Four Thousand &Two and Paise Seventy One Only | 337 | 381.21 |  |  |  |  | 3538.5
96 | Supply of UPVC pipes (B Type) & fittings conforming to IS-13592-1992 (B). Fittings Coupler b). 110 mm | BI01010001010000000000000515BI0100001207 | 65 | Each | 96.15 |  |  | Excess(+) | 1 | Full Conversion | INR | [40 empty] | 6249.75 | 6249.75 | INR Six Thousand Two Hundred & Forty Nine and Paise Seventy Five Only | 85 | 96.15 |  |  |  |  | 5525
97 | Supply of UPVC pipes (B Type) & fittings conforming to IS-13592-1992 Plain Tee b). 110 mm | BI01010001010000000000000515BI0100001208 | 35 | Each | 96.15 |  |  | Excess(+) | 1 | Full Conversion | INR | [40 empty] | 3365.25 | 3365.25 | INR Three Thousand Three Hundred & Sixty Five and Paise Twenty Five Only | 85 | 96.15 |  |  |  |  | 2975
98 | Supply of UPVC pipes (B Type) & fittings conforming to IS-13592-1992 Plain Y b). 110 mm | BI01010001010000000000000515BI0100001209 | 35 | Each | 233.03 |  |  | Excess(+) | 1 | Full Conversion | INR | [40 empty] | 8156.05 | 8156.05 | INR Eight Thousand One Hundred & Fifty Six and Paise Five Only | 206 | 233.03 |  |  |  |  | 7210
99 | Supply of UPVC pipes (B Type) & fittings conforming to IS-13592-1992 Bend 45° b). 110 mm | BI01010001010000000000000515BI0100001210 | 35 | Each | 100.68 |  |  | Excess(+) | 1 | Full Conversion | INR | [40 empty] | 3523.8 | 3523.8 | INR Three Thousand Five Hundred & Twenty Three and Paise Eighty Only | 89 | 100.68 |  |  |  |  | 3115
100 | Supply of UPVC pipes (B Type) & fittings conforming to IS-13592-1992 Bend 87.5° b). 110 mm | BI01010001010000000000000515BI0100001211 | 25 | Each | 135.74 |  |  | Excess(+) | 1 | Full Conversion | INR | [40 empty] | 3393.5 | 3393.5 | INR Three Thousand Three Hundred & Ninety Three and Paise Fifty Only | 120 | 135.74 |  |  |  |  | 3000
101 | Supply of UPVC pipes (B Type) & fittings conforming to IS-13592-1992 Door Bend (T.S.) b). 110 mm | BI01010001010000000000000515BI0100001212 | 25 | Each | 166.29 |  |  | Excess(+) | 1 | Full Conversion | INR | [40 empty] | 4157.25 | 4157.25 | INR Four Thousand One Hundred & Fifty Seven and Paise Twenty Five Only | 147 | 166.29 |  |  |  |  | 3675
102 | Supply of UPVC pipes (B Type) & fittings conforming to IS-13592-1992 Vent Cowl b). 110 mm | BI01010001010000000000000515BI0100001213 | 12 | Each | 37.33 |  |  | Excess(+) | 1 | Full Conversion | INR | [40 empty] | 447.96 | 447.96 | INR Four Hundred & Forty Seven and Paise Ninety Six Only | 33 | 37.33 |  |  |  |  | 396
103 | Supply of UPVC pipes (B Type) & fittings conforming to IS-13592-1992 Pipe clip b). 110 mm | BI01010001010000000000000515BI0100001214 | 110 | Each | 23.76 |  |  | Excess(+) | 1 | Full Conversion | INR | [40 empty] | 2613.6 | 2613.6 | INR Two Thousand Six Hundred & Thirteen and Paise Sixty Only | 21 | 23.76 |  |  |  |  | 2310
104 | Supply of UPVC pipes (B Type) & fittings conforming to IS-13592-1992 Pipe clip b). 160 mm | BI01010001010000000000000515BI0100001215 | 150 | Each | 48.64 |  |  | Excess(+) | 1 | Full Conversion | INR | [40 empty] | 7296 | 7296 | INR Seven Thousand Two Hundred & Ninety Six Only | 43 | 48.64 |  |  |  |  | 6450
105 | Supply of UPVC pipes (B Type) & fittings conforming to IS-13592-1992 125/110 P Trap With W.C. Ring 75 mm | BI01010001010000000000000515BI0100001216 | 20 | Each | 384.61 |  |  | Excess(+) | 1 | Full Conversion | INR | [40 empty] | 7692.2 | 7692.2 | INR Seven Thousand Six Hundred & Ninety Two and Paise Twenty Only | 340 | 384.61 |  |  |  |  | 6800
106 | Supply of UPVC pipes (B Type) & fittings conforming to IS-13592-1992 Reducing Tee (110 X 75 mm) 75 mm | BI01010001010000000000000515BI0100001217 | 25 | Each | 160.63 |  |  | Excess(+) | 1 | Full Conversion | INR | [40 empty] | 4015.75 | 4015.75 | INR Four Thousand &Fifteen and Paise Seventy Five Only | 142 | 160.63 |  |  |  |  | 3550
107 | Supply of UPVC pipes (B Type) & fittings conforming to IS-13592-1992 plain Floor Trap with Top tile & Strainer 75 mm | BI01010001010000000000000515BI0100001218 | 12 | Each | 162.89 |  |  | Excess(+) | 1 | Full Conversion | INR | [40 empty] | 1954.68 | 1954.68 | INR One Thousand Nine Hundred & Fifty Four and Paise Sixty Eight Only | 144 | 162.89 |  |  |  |  | 1728
108 | Labour for fitting and fixing U.P.V.C. pipes for above ground work including cost of jointing materials etc. fitting and fixing all necessary specials, cutting pipes, cutting holes in walls or R.C. floor where necessary and mending good all damages excluding the cost of masonry or concrete work, if necessary, but including the cost and fitting and fixing holder bat clamps (any floor) or for underground work including cutting trenches upto 1.5 metre and refilling the same complete as per direction of the Engineer incharge. (Payment will be made on centre line measurement of the total pipeline including specials. A). Above Ground a). 75 mm | BI01010001010000000000000515BI0100001219 | 41 | Mtr | 50.9 |  |  | Excess(+) | 1 | Full Conversion | INR | [40 empty] | 2086.9 | 2086.9 | INR Two Thousand &Eighty Six and Paise Ninety Only | 45 | 50.9 |  |  |  |  | 1845
109 | Labour for fitting and fixing U.P.V.C. pipes for above ground work including cost of jointing materials etc. fitting and fixing all necessary specials, cutting pipes, cutting holes in walls or R.C. floor where necessary and mending good all damages excluding the cost of masonry or concrete work, if necessary, but including the cost and fitting and fixing holder bat clamps (any floor) or for underground work including cutting trenches upto 1.5 metre and refilling the same complete as per direction of the Engineer incharge. (Payment will be made on centre line measurement of the total pipeline including specials. A). Above Ground b). 110 mm | BI01010001010000000000000515BI0100001220 | 120 | Mtr | 64.48 |  |  | Excess(+) | 1 | Full Conversion | INR | [40 empty] | 7737.6 | 7737.6 | INR Seven Thousand Seven Hundred & Thirty Seven and Paise Sixty Only | 57 | 64.48 |  |  |  |  | 6840
110 | Repairing works Supplying, fitting and fixing low-down cistern parts. (i) Internal fittings for cistern complete of approved make. | BI01010001010000000000000515BI0100001221 | 12 | Each set | 321.26 |  |  | Excess(+) | 1 | Full Conversion | INR | [40 empty] | 3855.12 | 3855.12 | INR Three Thousand Eight Hundred & Fifty Five and Paise Twelve Only | 284 | 321.26 |  |  |  |  | 3408
111 | Supplying, fitting and fixing low-down cistern parts. (ii) Outlet Assembly | BI01010001010000000000000515BI0100001222 | 12 | Each | 315.6 |  |  | Excess(+) | 1 | Full Conversion | INR | [40 empty] | 3787.2 | 3787.2 | INR Three Thousand Seven Hundred & Eighty Seven and Paise Twenty Only | 279 | 315.6 |  |  |  |  | 3348
112 | Supplying, fitting and fixing low-down cistern parts. (iii) Intlet Assembly | BI01010001010000000000000515BI0100001223 | 12 | Each | 72.4 |  |  | Excess(+) | 1 | Full Conversion | INR | [40 empty] | 868.8 | 868.8 | INR Eight Hundred & Sixty Eight and Paise Eighty Only | 64 | 72.4 |  |  |  |  | 768
113 | Supplying, fitting and fixing low-down cistern parts. (iv) Rubber Kid | BI01010001010000000000000515BI0100001224 | 12 | Each | 343.88 |  |  | Excess(+) | 1 | Full Conversion | INR | [40 empty] | 4126.56 | 4126.56 | INR Four Thousand One Hundred & Twenty Six and Paise Fifty Six Only | 304 | 343.88 |  |  |  |  | 3648
114 | Supplying, fitting and fixing low-down cistern parts. (v) Knob | BI01010001010000000000000515BI0100001225 | 12 | Each | 343.88 |  |  | Excess(+) | 1 | Full Conversion | INR | [40 empty] | 4126.56 | 4126.56 | INR Four Thousand One Hundred & Twenty Six and Paise Fifty Six Only | 304 | 343.88 |  |  |  |  | 3648
115 | Supplying, fitting and fixing low-down cistern parts. (vi) Brackets (pair) | BI01010001010000000000000515BI0100001226 | 12 | Each | 343.88 |  |  | Excess(+) | 1 | Full Conversion | INR | [40 empty] | 4126.56 | 4126.56 | INR Four Thousand One Hundred & Twenty Six and Paise Fifty Six Only | 304 | 343.88 |  |  |  |  | 3648
116 | Supplying, fitting and fixing low-down cistern parts. (vii) CP Flush Bend (local) best quality b). E. W.C. & Anglo-Indian W.C. | BI01010001010000000000000515BI0100001227 | 12 | Each | 307.69 |  |  | Excess(+) | 1 | Full Conversion | INR | [40 empty] | 3692.28 | 3692.28 | INR Three Thousand Six Hundred & Ninety Two and Paise Twenty Eight Only | 272 | 307.69 |  |  |  |  | 3264
117 | Dismantling wash basin with brackets with or without waste fittings. | BI01010001010000000000000515BI0100001228 | 12 | Each | 39.59 |  |  | Excess(+) | 1 | Full Conversion | INR | [40 empty] | 475.08 | 475.08 | INR Four Hundred & Seventy Five and Paise Eight Only | 35 | 39.59 |  |  |  |  | 420
118 | Refixing wash basin with brackets with or without waste fittings. | BI01010001010000000000000515BI0100001229 | 12 | Each | 79.18 |  |  | Excess(+) | 1 | Full Conversion | INR | [40 empty] | 950.16 | 950.16 | INR Nine Hundred & Fifty and Paise Sixteen Only | 70 | 79.18 |  |  |  |  | 840
119 | Dismantling sink with brackets with or without waste fittings. (ii) Above 450 mm and upto 600 mm length | BI01010001010000000000000515BI0100001230 | 12 | Each | 58.82 |  |  | Excess(+) | 1 | Full Conversion | INR | [40 empty] | 705.84 | 705.84 | INR Seven Hundred & Five and Paise Eighty Four Only | 52 | 58.82 |  |  |  |  | 624
120 | Dismantling pillar cock of wash basin. | BI01010001010000000000000515BI0100001231 | 12 | Each | 10.18 |  |  | Excess(+) | 1 | Full Conversion | INR | [40 empty] | 122.16 | 122.16 | INR One Hundred & Twenty Two and Paise Sixteen Only | 9 | 10.18 |  |  |  |  | 108
121 | Supplying, fitting and fixing shower of approved brand and make. (a) (i) Chromium plated round shower with revolving joint 100 mm dia with rubid cleaning system (Equivalent to Code No. 542(N) & Model - Tropical / Sumthing Special of ESSCO or similar brand). | BI01010001010000000000000515BI0100001232 | 15 | Each | 511.3 |  |  | Excess(+) | 1 | Full Conversion | INR | [40 empty] | 7669.5 | 7669.5 | INR Seven Thousand Six Hundred & Sixty Nine and Paise Fifty Only | 452 | 511.3 |  |  |  |  | 6780
122 | Supplying, fitting and fixing shower of approved brand and make. (e) Chromium plated double coat Hook(Equivalent to Code No. 35761 & Model - KUBIX of Jaquar or similar). | BI01010001010000000000000515BI0100001233 | 48 | Each | 583.7 |  |  | Excess(+) | 1 | Full Conversion | INR | [40 empty] | 28017.6 | 28017.6 | INR Twenty Eight Thousand &Seventeen and Paise Sixty Only | 516 | 583.7 |  |  |  |  | 24768
123 | Supplying, fitting and fixing shower of approved brand and make. (f) Hand Shower(Health Faucet) with 1mtr Fexible Tube with Wall Hook(Equivalent to Code No.573 & Model -ALLIED of Jaquar or similar). | BI01010001010000000000000515BI0100001234 | 4 | Each | 1415.13 |  |  | Excess(+) | 1 | Full Conversion | INR | [40 empty] | 5660.52 | 5660.52 | INR Five Thousand Six Hundred & Sixty and Paise Fifty Two Only | 1251 | 1415.13 |  |  |  |  | 5004
124 | Supplying, fitting and fixing CPVC (Chlorinated Polyvinyl Chloride) pipes of approved make conforming to IS-15778: 2007 . with all necessary accessories, specials viz. socket, bend, tee, union, cross, elbo, nipple, longscrew, reducing socket, reducing tee, short piece etc. fitted with holder bats clamps, including cutting pipes, fitting, fixing etc. complete in all respect including cost of all necessary fittings as required,jointing materials in any position above ground. (Payment will be made on the centre line measurements of total pipe line including all specials. No separate payment will be made for accesories, specials. b). Concealed Work CPVC Pipes Class-1,SDR-11 15 mm Dia | BI01010001010000000000000515BI0100001235 | 69.92 | Mtr. | 158.37 |  |  | Excess(+) | 1 | Full Conversion | INR | [40 empty] | 11073.23 | 11073.23 | INR Eleven Thousand &Seventy Three and Paise Twenty Three Only | 140 | 158.37 |  |  |  |  | 9788.8
125 | Supplying, fitting and fixing CPVC (Chlorinated Polyvinyl Chloride) pipes of approved make conforming to IS-15778: 2007 . with all necessary accessories, specials viz. socket, bend, tee, union, cross, elbo, nipple, longscrew, reducing socket, reducing tee, short piece etc. fitted with holder bats clamps, including cutting pipes, fitting, fixing etc. complete in all respect including cost of all necessary fittings as required,jointing materials in any position above ground. (Payment will be made on the centre line measurements of total pipe line including all specials. No separate payment will be made for accesories, specials. b). Concealed Work CPVC Pipes Class-1,SDR-11 20 mm Dia | BI01010001010000000000000515BI0100001236 | 158.5 | Mtr. | 193.44 |  |  | Excess(+) | 1 | Full Conversion | INR | [40 empty] | 30660.24 | 30660.24 | INR Thirty Thousand Six Hundred & Sixty and Paise Twenty Four Only | 171 | 193.44 |  |  |  |  | 27103.5
126 | Supplying, fitting and fixing CPVC (Chlorinated Polyvinyl Chloride) pipes of approved make conforming to IS-15778: 2007 . with all necessary accessories, specials viz. socket, bend, tee, union, cross, elbo, nipple, longscrew, reducing socket, reducing tee, short piece etc. fitted with holder bats clamps, including cutting pipes, fitting, fixing etc. complete in all respect including cost of all necessary fittings as required,jointing materials in any position above ground. (Payment will be made on the centre line measurements of total pipe line including all specials. No separate payment will be made for accesories, specials. b). Concealed Work CPVC Pipes Class-1,SDR-11 25 mm Dia | BI01010001010000000000000515BI0100001237 | 262.92 | Mtr. | 265.83 |  |  | Excess(+) | 1 | Full Conversion | INR | [40 empty] | 69892.02 | 69892.02 | INR Sixty Nine Thousand Eight Hundred & Ninety Two and Paise Two Only | 235 | 265.83 |  |  |  |  | 61786.2
127 | Supplying & laying Double Wall Corrugated (with external annular corrugation and smooth internal walls) High Density Polyethelene Pipes conforming to IS 16098 (Part-II):2013 having Stiffness Class of SN 8 with Ring Stiffness not less than 8.00 KN/Sqm. and Impact Resistance TIR value not more than 10% including necessary jointing materials for nonpressure underground Drainage, Sewerage & Cross drainage application. (iv) 300mm internal dia. | BI01010001010000000000000515BI0100001238 | 50 | Mtr. | 1525.99 |  |  | Excess(+) | 1 | Full Conversion | INR | [40 empty] | 76299.5 | 76299.5 | INR Seventy Six Thousand Two Hundred & Ninety Nine and Paise Fifty Only | 1349 | 1525.99 |  |  |  |  | 67450
128 | Supplying, fitting and fixing bib cock or stop cock. (b) (i) Chromium plated Stop Cock (Equivalent to Code No. 513(A) & 513(B) & Model - Tropical / Sumthing Special of ESSCO or similar brand | BI01010001010000000000000515BI0100001239 | 50 | Each | 557.68 |  |  | Excess(+) | 1 | Full Conversion | INR | [40 empty] | 27884 | 27884 | INR Twenty Seven Thousand Eight Hundred & Eighty Four Only | 493 | 557.68 |  |  |  |  | 24650
129 | Supplying, fitting and fixing bib cock or stop cock. (d) (i) Chromium plated angular Stop Cock with wall flange (Equivalent to Code No. 5053 & Model - Florentine of Jaquar or similar brand). | BI01010001010000000000000515BI0100001240 | 30 | Each | 921.93 |  |  | Excess(+) | 1 | Full Conversion | INR | [40 empty] | 27657.9 | 27657.9 | INR Twenty Seven Thousand Six Hundred & Fifty Seven and Paise Ninety Only | 815 | 921.93 |  |  |  |  | 24450
130 | Supplying, fitting and fixing 10 litre porcelain low-down cistern of approved make with either side or bottom inlet, side overflow, brackets complete with all internnal PVC fittings. White | BI01010001010000000000000515BI0100001241 | 4 | Each | 2598.37 |  |  | Excess(+) | 1 | Full Conversion | INR | [40 empty] | 10393.48 | 10393.48 | INR Ten Thousand Three Hundred & Ninety Three and Paise Forty Eight Only | 2297 | 2598.37 |  |  |  |  | 9188
131 | Supplying, fitting and fixing white vitreous china best quality approved make wash basin with C.I. brackets on 75 mm X 75 mm wooden blocks, C.P. waste fittings of 32 mm dia., one approved quality brass C.P. pillar cock of 15 mm dia., C.P. chain with rubber plug of 30 mm dia., approved quality P.V.C. waste pipe with C.P. nut 32 mm dia., 900 mm long approved quality P.V.C. connection pipe with heavy brass C.P. nut including mending good all damages and painting the brackets with two coats of approved paint. (ii) 550 mm X 400 mm size | BI01010001010000000000000515BI0100001242 | 4 | Each | 2497.69 |  |  | Excess(+) | 1 | Full Conversion | INR | [40 empty] | 9990.76 | 9990.76 | INR Nine Thousand Nine Hundred & Ninety and Paise Seventy Six Only | 2208 | 2497.69 |  |  |  |  | 8832
132 | Supplying, fitting and fixing stainless steel sink complete with waste fittings and two coats of painting of C.I. brackets. a). Sink only (ii) 630 mm X 550 mm X 180 mm | BI01010001010000000000000515BI0100001243 | 2 | Each | 4284.99 |  |  | Excess(+) | 1 | Full Conversion | INR | [40 empty] | 8569.98 | 8569.98 | INR Eight Thousand Five Hundred & Sixty Nine and Paise Ninety Eight Only | 3788 | 4284.99 |  |  |  |  | 7576
133 | Supplying,fitting and fixing approved brand 32 mm dia.P.V.C. waste pipe, with PVC coupling at one end fitted with necessary clamps. (iv) 1050 mm long | BI01010001010000000000000515BI0100001244 | 5 | Each | 102.94 |  |  | Excess(+) | 1 | Full Conversion | INR | [40 empty] | 514.7 | 514.7 | INR Five Hundred & Fourteen and Paise Seventy Only | 91 | 102.94 |  |  |  |  | 455
134 | Supplying, fitting and fixing Anglo-Indian W.C. in white glazed vitreous china ware of approved make complete in position with necessary bolts, nuts etc. with 'P' Trap(With Vent) | BI01010001010000000000000515BI0100001245 | 4 | Each | 3511.24 |  |  | Excess(+) | 1 | Full Conversion | INR | [40 empty] | 14044.96 | 14044.96 | INR Fourteen Thousand &Forty Four and Paise Ninety Six Only | 3104 | 3511.24 |  |  |  |  | 12416
135 | Supplying, fitting and fixing glass shelf with aluminium guard rails. (a) Ordinary type with 5.5 mm sheet glass 600 mm X 125 mm | BI01010001010000000000000515BI0100001246 | 4 | Each | 542.98 |  |  | Excess(+) | 1 | Full Conversion | INR | [40 empty] | 2171.92 | 2171.92 | INR Two Thousand One Hundred & Seventy One and Paise Ninety Two Only | 480 | 542.98 |  |  |  |  | 1920
136 | Supplying, fitting and fixing liquid soap container. (a) Cromium plated. | BI01010001010000000000000515BI0100001247 | 5 | Each | 444.56 |  |  | Excess(+) | 1 | Full Conversion | INR | [40 empty] | 2222.8 | 2222.8 | INR Two Thousand Two Hundred & Twenty Two and Paise Eighty Only | 393 | 444.56 |  |  |  |  | 1965
137 | Supplying, fitting and fixing soap holder. Fibre Glass | BI01010001010000000000000515BI0100001248 | 15 | Each | 65.61 |  |  | Excess(+) | 1 | Full Conversion | INR | [40 empty] | 984.15 | 984.15 | INR Nine Hundred & Eighty Four and Paise Fifteen Only | 58 | 65.61 |  |  |  |  | 870
138 | Supplying, fitting and fixing towel rail with two brackets. Aluminium (iii) 25 mm dia. and 750 mm long | BI01010001010000000000000515BI0100001249 | 20 | Each | 211.53 |  |  | Excess(+) | 1 | Full Conversion | INR | [40 empty] | 4230.6 | 4230.6 | INR Four Thousand Two Hundred & Thirty and Paise Sixty Only | 187 | 211.53 |  |  |  |  | 3740
139 | Supplying, fitting and fixing Flat back urinal (half stall urinal) in white vitreous chinaware of approved make in position with brass screws on 75 mm X 75 mm X 75 mm wooden blocks complete. (i) 635 mm X 395 mm X 420 mm | BI01010001010000000000000515BI0100001250 | 10 | Each | 3245.41 |  |  | Excess(+) | 1 | Full Conversion | INR | [40 empty] | 32454.1 | 32454.1 | INR Thirty Two Thousand Four Hundred & Fifty Four and Paise Ten Only | 2869 | 3245.41 |  |  |  |  | 28690
140 | Dismantling G.I. tank including disconnecting pipe connection. | BI01010001010000000000000515BI0100001251 | 10 | Each | 130.09 |  |  | Excess(+) | 1 | Full Conversion | INR | [40 empty] | 1300.9 | 1300.9 | INR One Thousand Three Hundred and Paise Ninety Only | 115 | 130.09 |  |  |  |  | 1150
141 | Supplying P.V.C. water storage tank of approved quality with closed top with lid (Black) - Multilayer c). 3000 litre capacity | BI01010001010000000000000515BI0100001252 | 2 | Each | 17686.31 |  |  | Excess(+) | 1 | Full Conversion | INR | [40 empty] | 35372.62 | 35372.62 | INR Thirty Five Thousand Three Hundred & Seventy Two and Paise Sixty Two Only | 15635 | 17686.31 |  |  |  |  | 31270
142 | Labour for hoisting plastic water storage tank. (ii) Above 1500 litre upto 5000 litre capacity. (a) Upto 1st story from G.L. | BI01010001010000000000000515BI0100001253 | 2 | Each | 174.2 |  |  | Excess(+) | 1 | Full Conversion | INR | [40 empty] | 348.4 | 348.4 | INR Three Hundred & Forty Eight and Paise Forty Only | 154 | 174.2 |  |  |  |  | 308
143 | Labour for hoisting plastic water storage tank. (ii) Above 1500 litre upto 5000 litre capacity. (b) Extra for each additional story | BI01010001010000000000000515BI0100001254 | 2 | Each | 81.45 |  |  | Excess(+) | 1 | Full Conversion | INR | [40 empty] | 162.9 | 162.9 | INR One Hundred & Sixty Two and Paise Ninety Only | 72 | 81.45 |  |  |  |  | 144
144 | Labour for punching hole in plastic water storage tank upto 50 mm dia. | BI01010001010000000000000515BI0100001255 | 15 | Each | 21.49 |  |  | Excess(+) | 1 | Full Conversion | INR | [40 empty] | 322.35 | 322.35 | INR Three Hundred & Twenty Two and Paise Thirty Five Only | 19 | 21.49 |  |  |  |  | 285
145 | Electrical Works. Supply & fixing 6- way double door VERTICAL TPNMCB DB (L&T) concealed in wall incl inter connection with suitable copper wire, neutral link & earthing attachment comprising of the followings (All Legrand) a) 160 A four pole MCCB --- 1 no b) 32 A TP MCB --- 1 no c) 40 A SP MCB -- 2 nos d) 6-32 A SP MCB -- 13 nos | BI01010001010000000000000515BI0100001256 | 1 | set | 25699.73 |  |  | Excess(+) | 1 | Full Conversion | INR | [40 empty] | 25699.73 | 25699.73 | INR Twenty Five Thousand Six Hundred & Ninety Nine and Paise Seventy Three Only | 22719 | 25699.73 |  |  |  |  | 22719
146 | Dismantling the existing damaged wiring including switches, distribution bords etc. with all accessories from wall/ roof as directed by the EIC. | BI01010001010000000000000515BI0100001257 | 10 | item | 226.24 |  |  | Excess(+) | 1 | Full Conversion | INR | [40 empty] | 2262.4 | 2262.4 | INR Two Thousand Two Hundred & Sixty Two and Paise Forty Only | 200 | 226.24 |  |  |  |  | 2000
147 | S & F 415V 63A TPN Switch fuse Unit with SS enclosure on Angle frame (make L & T) on wall with nuts bolts etc. incl. S & F 3 nos DIN type HRC fuse. | BI01010001010000000000000515BI0100001258 | 1 | nos. | 4674.12 |  |  | Excess(+) | 1 | Full Conversion | INR | [40 empty] | 4674.12 | 4674.12 | INR Four Thousand Six Hundred & Seventy Four and Paise Twelve Only | 4132 | 4674.12 |  |  |  |  | 4132
148 | S & F 415V 125A TPN Switch fuse Unit with SS enclosure on Angle frame (make L & T) on wall with nuts bolts etc. incl. S & F 3 nos DIN type HRC fuse | BI01010001010000000000000515BI0100001259 | 1 | nos | 8281.52 |  |  | Excess(+) | 1 | Full Conversion | INR | [40 empty] | 8281.52 | 8281.52 | INR Eight Thousand Two Hundred & Eighty One and Paise Fifty Two Only | 7321 | 8281.52 |  |  |  |  | 7321
149 | S & F 415V 32A TPN Switch fuse Unit with SS enclosure on Angle frame (make L & T) on wall with nuts bolts etc. incl. S & F 3 nos DIN type HRC fuse | BI01010001010000000000000515BI0100001260 | 2 | nos | 3473.92 |  |  | Excess(+) | 1 | Full Conversion | INR | [40 empty] | 6947.84 | 6947.84 | INR Six Thousand Nine Hundred & Forty Seven and Paise Eighty Four Only | 3071 | 3473.92 |  |  |  |  | 6142
150 | Supply & delevery of 1.1 Kv grade XLPE Aluminium armoured cable(make Gloster/Nicco/Havells) b) 4 x 25 sq mm | BI01010001010000000000000515BI0100001261 | 30 | mtr. | 325.79 |  |  | Excess(+) | 1 | Full Conversion | INR | [40 empty] | 9773.7 | 9773.7 | INR Nine Thousand Seven Hundred & Seventy Three and Paise Seventy Only | 288 | 325.79 |  |  |  |  | 8640
151 | Supply & delevery of 1.1 Kv grade XLPE Aluminium armoured cable(make Gloster/Nicco/Havells) d) 2core 6sq. mm | BI01010001010000000000000515BI0100001262 | 140 | Mtrs. | 114.25 |  |  | Excess(+) | 1 | Full Conversion | INR | [40 empty] | 15995 | 15995 | INR Fifteen Thousand Nine Hundred & Ninety Five Only | 101 | 114.25 |  |  |  |  | 14140
152 | Laying of XLPE cable through under ground trench with 8 nos brick per metre protection & filling up the excavated pit with shifted soil & ramming properly. a) 4 x 25 sq mm | BI01010001010000000000000515BI0100001263 | 30 | mtr | 183.25 |  |  | Excess(+) | 1 | Full Conversion | INR | [40 empty] | 5497.5 | 5497.5 | INR Five Thousand Four Hundred & Ninety Seven and Paise Fifty Only | 162 | 183.25 |  |  |  |  | 4860
153 | Laying of cable upto 2 core 25 sqmm on wall/surface incl. S & FMS saddles with earthing attachment in 10 SWG GI (Hot Dip)Wire, making holes etc. as necy. mending good damages and Panting (2core 6sq. Mm). | BI01010001010000000000000515BI0100001264 | 140 | mtr | 64.48 |  |  | Excess(+) | 1 | Full Conversion | INR | [40 empty] | 9027.2 | 9027.2 | INR Nine Thousand &Twenty Seven and Paise Twenty Only | 57 | 64.48 |  |  |  |  | 7980
154 | S & F compression type cable gland complete with brass gland, brass ring, rubber ring for dust & moisture proof entry of PVC armoured cable & finishing end of the same as per GS for the a) 4 core 25 sqmm PVC/A cable | BI01010001010000000000000515BI0100001265 | 4 | set | 256.78 |  |  | Excess(+) | 1 | Full Conversion | INR | [40 empty] | 1027.12 | 1027.12 | INR One Thousand &Twenty Seven and Paise Twelve Only | 227 | 256.78 |  |  |  |  | 908
155 | S & F compression type cable gland complete with brass gland, brass ring, rubber ring for dust & moisture proof entry of PVC armoured cable & finishing end of the same as per GS for the c) 2 core 6 sqmm PVC/A cable | BI01010001010000000000000515BI0100001266 | 4 | set | 113.12 |  |  | Excess(+) | 1 | Full Conversion | INR | [40 empty] | 452.48 | 452.48 | INR Four Hundred & Fifty Two and Paise Forty Eight Only | 100 | 113.12 |  |  |  |  | 400
156 | S & F 6-16A perway (2+6 way) SPN MCBDB with SS enclosure double door with IP 42/43 protection with 2 pole 40 Amp isolator as incomer & 6 nos SPMCB C curve 10KA SPMCB’s as outgoing concealed in wall after wall cutting & mending good the damages to original finish including interconnection with suitable size of Cu wire neutral link & earthing attachment (Make L&T). | BI01010001010000000000000515BI0100001267 | 4 | nos | 3044.06 |  |  | Excess(+) | 1 | Full Conversion | INR | [40 empty] | 12176.24 | 12176.24 | INR Twelve Thousand One Hundred & Seventy Six and Paise Twenty Four Only | 2691 | 3044.06 |  |  |  |  | 10764
157 | Distn. Wiring in 1.1 KV GRADE 2X22/0.3 (1.5 SQMM) single core PVC insulated FR conductor (Finolex Make) with 1X22/0.3 (1.5 sqmm) in 19 mm bore 3 mm thick polythene pipe recessed in wall lafter wall cutting & partly in 20 mm size PVC casing-caping FR (Precision make) for ceiling to light/fan/call bell/exhaust fan points with Anchor piano key type switch on 16 SWG sheet metal bored with 3 mm thick bakelite top cover flushed in wall after wall cutting with mending good the damages [only PVC casing-caping on cealing and remaing portion concealed](Av. Run 8mtr). | BI01010001010000000000000515BI0100001268 | 25 | PTS | 953.6 |  |  | Excess(+) | 1 | Full Conversion | INR | [40 empty] | 23840 | 23840 | INR Twenty Three Thousand Eight Hundred & Forty Only | 843 | 953.6 |  |  |  |  | 21075
158 | Distn. wiring in 22/0.3 (1.5 sqmm) single core stranded 'FR' PVC insulated & unsheathed single core stranded copper wire (Brand approved by EIC) in 19 mm bore, 3 mm thick polythen pipe complete with all accessories embedded in wall to light/fan/call bell points with Modular type switch (Brand approved by EIC) fixed on Modular GI switch board with top cover plate flushed in wall incl. mending good damages to original finish [only PVC casing-caping on cealing and remaing portion concealed](Av. Run 8 mtr). | BI01010001010000000000000515BI0100001269 | 20 | pts | 1251.11 |  |  | Excess(+) | 1 | Full Conversion | INR | [40 empty] | 25022.2 | 25022.2 | INR Twenty Five Thousand &Twenty Two and Paise Twenty Only | 1106 | 1251.11 |  |  |  |  | 22120
159 | –Do- -Do- to 5Amp 230V 3 pin flush type plug socket and 5 Amp switch modular type a) On board. | BI01010001010000000000000515BI0100001270 | 6 | pts. | 244.34 |  |  | Excess(+) | 1 | Full Conversion | INR | [40 empty] | 1466.04 | 1466.04 | INR One Thousand Four Hundred & Sixty Six and Paise Four Only | 216 | 244.34 |  |  |  |  | 1296
160 | –Do- -Do- to 5Amp 230V 3 pin flush type plug socket and 5 Amp switch modular type a) avg. run 4.5 mtr | BI01010001010000000000000515BI0100001271 | 6 | pts. | 823.51 |  |  | Excess(+) | 1 | Full Conversion | INR | [40 empty] | 4941.06 | 4941.06 | INR Four Thousand Nine Hundred & Forty One and Paise Six Only | 728 | 823.51 |  |  |  |  | 4368
161 | Distn. Wiring in 22/0.3 (1.5 sqmm) single core stranded ‘FR’ PVC insulated & unshealthed single core stranded copper wire (approved make) in 19 mm bore, 3 mm thick polythen pipe complete with all accessories embedded in wall to 250V 5A 3 Pin plug point incl. S & F 250V 5A 5 pin flush type plug socket – 2nos & piano key type switch – 2 nos. (anchore Make) incl. S & F earth continuty wire, fixed on sheet metal (16 SWG) switch board with bakelite/perspex (wall matching colour) top cover (3 mm thick) flushed in wall incl. mending good damages to original finish; 2X22/0.3 (Ph. & N) and 1X22/0.3 as ECC, Average run 4.5mtr (Separate 5A point). | BI01010001010000000000000515BI0100001272 | 60 | nos | 584.83 |  |  | Excess(+) | 1 | Full Conversion | INR | [40 empty] | 35089.8 | 35089.8 | INR Thirty Five Thousand &Eighty Nine and Paise Eighty Only | 517 | 584.83 |  |  |  |  | 31020
162 | –Do- -Do- to 5Amp 230V 3 pin flush type plug socket and 5 Amp switch (Make Anchor) a) On board. | BI01010001010000000000000515BI0100001273 | 520 | pts. | 75.79 |  |  | Excess(+) | 1 | Full Conversion | INR | [40 empty] | 39410.8 | 39410.8 | INR Thirty Nine Thousand Four Hundred & Ten and Paise Eighty Only | 67 | 75.79 |  |  |  |  | 34840
163 | Supply & fixing 240V, 3nos. 6A, & 1 no. 20A plug socket with separate 3 nos. 6A & 1 no. 20A piano key type sw. with indicator & 16 A kit-kat fuse type fuse on sheet metal sw. board embeded in wall incl. s&f 240x200x65 mm MS (16 SWG) sw. board and bakalite/perspex top cover of 3 mm thick by brass screw after making housing for sw. by cutting bakalite cover making necc. connection as required. | BI01010001010000000000000515BI0100001274 | 4 | SET | 749.99 |  |  | Excess(+) | 1 | Full Conversion | INR | [40 empty] | 2999.96 | 2999.96 | INR Two Thousand Nine Hundred & Ninety Nine and Paise Ninety Six Only | 663 | 749.99 |  |  |  |  | 2652
164 | Supply & fixing computer plug board modular type of 12 module GI box with cover plate recessed in wall comprising with the following (Legrand/Cabtree) a) 6/16A socket & 16A switch--1 set b) 6A socket & 6A switch--3 sets | BI01010001010000000000000515BI0100001275 | 3 | SET | 1594.99 |  |  | Excess(+) | 1 | Full Conversion | INR | [40 empty] | 4784.97 | 4784.97 | INR Four Thousand Seven Hundred & Eighty Four and Paise Ninety Seven Only | 1410 | 1594.99 |  |  |  |  | 4230
165 | Supply & Fixing 240 V, 25 A, Modular type AC m/c starter (Eletron OLP - 3) 4 Module GI Modular type switch board with 4 Module top cover plate flushed in wall incl. S&F switch board and cover plate and making necy. connections with PVC Cu wire and earth continuity wire .(For AC m/c) | BI01010001010000000000000515BI0100001276 | 2 | SET | 2545.2 |  |  | Excess(+) | 1 | Full Conversion | INR | [40 empty] | 5090.4 | 5090.4 | INR Five Thousand &Ninety and Paise Forty Only | 2250 | 2545.2 |  |  |  |  | 4500
166 | S & F 240V 3pin 20Amp plug socket with separate 20 A piano key type sw. on sheet metal sw. board embeded in wall incl. s&f 150x100x65 mm MS switch board and bakalite/perspex top cover of 3 mm thick by brass screw after making housing for sw. by cutting bakalite cover making necc. connection as required | BI01010001010000000000000515BI0100001277 | 2 | each | 657.23 |  |  | Excess(+) | 1 | Full Conversion | INR | [40 empty] | 1314.46 | 1314.46 | INR One Thousand Three Hundred & Fourteen and Paise Forty Six Only | 581 | 657.23 |  |  |  |  | 1162
167 | Supply & Fixing 240 V, 16 A, 3 pin Modular type Power plug socket (Crabtree/Legrand) with 16A Modular type switch, without plug top on 4 Module GI Modular type switch board with top cover plate flushed in wall incl. S&F switch board and cover plate and making necy. connections with PVC Cu wire and earth continuity wire | BI01010001010000000000000515BI0100001278 | 2 | each | 515.83 |  |  | Excess(+) | 1 | Full Conversion | INR | [40 empty] | 1031.66 | 1031.66 | INR One Thousand &Thirty One and Paise Sixty Six Only | 456 | 515.83 |  |  |  |  | 912
168 | S & drawing 1.1 KV different size copper wire (Brand approved by EIC) in prelaid polythene pipe on wall for different power plug & SPN DB , light and fan points etc. after cutting channel of size (40mmx40mm) on masonary wall by electrical operate cutting machine incl. s&f heavy gauge 19mm,3mm thick polythene pype by means of anchoring chemical GI U hocks of 8 SWG incl. suuply and drawing 18 SWG GI wire as fish wire and mending good damages to original finish a) 3x1.5 sqmm | BI01010001010000000000000515BI0100001279 | 60 | mtr | 109.73 |  |  | Excess(+) | 1 | Full Conversion | INR | [40 empty] | 6583.8 | 6583.8 | INR Six Thousand Five Hundred & Eighty Three and Paise Eighty Only | 97 | 109.73 |  |  |  |  | 5820
169 | S & drawing 1.1 KV different size copper wire (Brand approved by EIC) in prelaid polythene pipe on wall for different power plug & SPN DB , light and fan points etc. after cutting channel of size (40mmx40mm) on masonary wall by electrical operate cutting machine incl. s&f heavy gauge 19mm,3mm thick polythene pype by means of anchoring chemical GI U hocks of 8 SWG incl. suuply and drawing 18 SWG GI wire as fish wire and mending good damages to original finish b) 2x2.5 sqmm & 1x1.5 sqmm (for power plug.) | BI01010001010000000000000515BI0100001280 | 80 | mtr | 144.79 |  |  | Excess(+) | 1 | Full Conversion | INR | [40 empty] | 11583.2 | 11583.2 | INR Eleven Thousand Five Hundred & Eighty Three and Paise Twenty Only | 128 | 144.79 |  |  |  |  | 10240
170 | S & drawing 1.1 KV different size copper wire (Brand approved by EIC) in prelaid polythene pipe on wall for different power plug & SPN DB , light and fan points etc. after cutting channel of size (40mmx40mm) on masonary wall by electrical operate cutting machine incl. s&f heavy gauge 19mm,3mm thick polythene pype by means of anchoring chemical GI U hocks of 8 SWG incl. suuply and drawing 18 SWG GI wire as fish wire and mending good damages to original finish c) 2x4 sq.mm & 1x2.5 sq.mm for meter connection. | BI01010001010000000000000515BI0100001281 | 60 | mtr | 178.73 |  |  | Excess(+) | 1 | Full Conversion | INR | [40 empty] | 10723.8 | 10723.8 | INR Ten Thousand Seven Hundred & Twenty Three and Paise Eighty Only | 158 | 178.73 |  |  |  |  | 9480
171 | S & drawing 1.1 KV different size copper wire (Brand approved by EIC) in prelaid polythene pipe on wall for different power plug & SPN DB , light and fan points etc. after cutting channel of size (40mmx40mm) on masonary wall by electrical operate cutting machine incl. s&f heavy gauge 19mm,3mm thick polythene pype by means of anchoring chemical GI U hocks of 8 SWG incl. suuply and drawing 18 SWG GI wire as fish wire and mending good damages to original finish d) 3x16 sq.mm & 2x10 sq.mm for meter connection. | BI01010001010000000000000515BI0100001282 | 15 | mtr | 803.15 |  |  | Excess(+) | 1 | Full Conversion | INR | [40 empty] | 12047.25 | 12047.25 | INR Twelve Thousand &Forty Seven and Paise Twenty Five Only | 710 | 803.15 |  |  |  |  | 10650
172 | S&F 250V superior type Ding Dong call bell (Anchor 8320) on HW board incl. S&F HW board. | BI01010001010000000000000515BI0100001283 | 2 | nos | 332.57 |  |  | Excess(+) | 1 | Full Conversion | INR | [40 empty] | 665.14 | 665.14 | INR Six Hundred & Sixty Five and Paise Fourteen Only | 294 | 332.57 |  |  |  |  | 588
173 | S& F 250V 32A DPIC Main Switch on flat iron frame on wall (Havells Make) as per G.S. | BI01010001010000000000000515BI0100001284 | 1 | nos | 1444.54 |  |  | Excess(+) | 1 | Full Conversion | INR | [40 empty] | 1444.54 | 1444.54 | INR One Thousand Four Hundred & Forty Four and Paise Fifty Four Only | 1277 | 1444.54 |  |  |  |  | 1277
174 | S&F bulk-head fittings (Havells make) incl. S&F 8Watt CFL as per G.S. | BI01010001010000000000000515BI0100001285 | 4 | nos. | 654.96 |  |  | Excess(+) | 1 | Full Conversion | INR | [40 empty] | 2619.84 | 2619.84 | INR Two Thousand Six Hundred & Nineteen and Paise Eighty Four Only | 579 | 654.96 |  |  |  |  | 2316
175 | S & F 400wt step type electronic regulator after board cutting connetion (Make Anchor). | BI01010001010000000000000515BI0100001286 | 15 | nos | 246.6 |  |  | Excess(+) | 1 | Full Conversion | INR | [40 empty] | 3699 | 3699 | INR Three Thousand Six Hundred & Ninety Nine Only | 218 | 246.6 |  |  |  |  | 3270
176 | S&F decorative bracket fittings (APPROVED MAKE) as per direction of EIC excluding lamp. | BI01010001010000000000000515BI0100001287 | 4 | nos. | 628.95 |  |  | Excess(+) | 1 | Full Conversion | INR | [40 empty] | 2515.8 | 2515.8 | INR Two Thousand Five Hundred & Fifteen and Paise Eighty Only | 556 | 628.95 |  |  |  |  | 2224
177 | Supply of 4ft. Long 20 watt twin LEDTube Light fittings(Make-crompton LTT 8-20-865 , IGP 131 LT 8-16) | BI01010001010000000000000515BI0100001288 | 15 | nos | 1451.33 |  |  | Excess(+) | 1 | Full Conversion | INR | [40 empty] | 21769.95 | 21769.95 | INR Twenty One Thousand Seven Hundred & Sixty Nine and Paise Ninety Five Only | 1283 | 1451.33 |  |  |  |  | 19245
178 | Supply of 4ft. Long 20 watt single LEDTube Light fittings(Make-crompton LTT 8-20-865 , IGP 131 LT 8-16) | BI01010001010000000000000515BI0100001289 | 10 | nos | 930.98 |  |  | Excess(+) | 1 | Full Conversion | INR | [40 empty] | 9309.8 | 9309.8 | INR Nine Thousand Three Hundred & Nine and Paise Eighty Only | 823 | 930.98 |  |  |  |  | 8230
179 | Fixing only single/twin fluorescent light fittings complete with all accessories directly on wall/ceiling/ HW round block and suitable size of MS fastener. | BI01010001010000000000000515BI0100001290 | 25 | nos | 113.12 |  |  | Excess(+) | 1 | Full Conversion | INR | [40 empty] | 2828 | 2828 | INR Two Thousand Eight Hundred & Twenty Eight Only | 100 | 113.12 |  |  |  |  | 2500
180 | Supply & fixing 1200 mm sweep Celing fan complete with all accessaries with out regulator (Crompton/ Havells / Orient New Breeze) | BI01010001010000000000000515BI0100001291 | 25 | nos | 2423.03 |  |  | Excess(+) | 1 | Full Conversion | INR | [40 empty] | 60575.75 | 60575.75 | INR Sixty Thousand Five Hundred & Seventy Five and Paise Seventy Five Only | 2142 | 2423.03 |  |  |  |  | 53550
181 | Supplying & Fixing MS fan clam of two piece type for RC ceiling as per approved specification, fabricated from 40 mm x 9 mm MS flat including making good damages to building roof with satisfactory finishing and painting | BI01010001010000000000000515BI0100001292 | 8 | each | 273.75 |  |  | Excess(+) | 1 | Full Conversion | INR | [40 empty] | 2190 | 2190 | INR Two Thousand One Hundred & Ninety Only | 242 | 273.75 |  |  |  |  | 1936
182 | Supply & fixing following sizes of Exhaust fan with louvre shutter after cutting hole on wall & mending good the damage to original finish (EPC/Havells/crompton) a) 225 mm (9") sweep exhaust fan. | BI01010001010000000000000515BI0100001293 | 2 | nos | 3902.64 |  |  | Excess(+) | 1 | Full Conversion | INR | [40 empty] | 7805.28 | 7805.28 | INR Seven Thousand Eight Hundred & Five and Paise Twenty Eight Only | 3450 | 3902.64 |  |  |  |  | 6900
183 | Supply & Fixing electronics step type, Moduler Socket type (2 module), Fan regulator (Legrand) | BI01010001010000000000000515BI0100001294 | 4 | nos | 437.77 |  |  | Excess(+) | 1 | Full Conversion | INR | [40 empty] | 1751.08 | 1751.08 | INR One Thousand Seven Hundred & Fifty One and Paise Eight Only | 387 | 437.77 |  |  |  |  | 1548
184 | Erection of 9 m ST pole with sole plate in CC foundation (600x600x150mm) thick CC (4:2:1) base block below sole plate with hard jhama metal incl CC (6:3:1) muffing 0.30 m dia 03.0 m above ground level incl making drilled hole on pole for earth bolt & carriage upto 1.6 Km from store to work site in cluding filling up the the exacavated earth pit with shifted soil | BI01010001010000000000000515BI0100001295 | 1 | each | 3206.95 |  |  | Excess(+) | 1 | Full Conversion | INR | [40 empty] | 3206.95 | 3206.95 | INR Three Thousand Two Hundred & Six and Paise Ninety Five Only | 2835 | 3206.95 |  |  |  |  | 2835
185 | Painting the 9 m ST pole with two coats of aluminium paint of approved make over one coat of R.O primer incl preparation of surface by sand paper/emery incl cleaning etc. | BI01010001010000000000000515BI0100001296 | 1 | each | 372.16 |  |  | Excess(+) | 1 | Full Conversion | INR | [40 empty] | 372.16 | 372.16 | INR Three Hundred & Seventy Two and Paise Sixteen Only | 329 | 372.16 |  |  |  |  | 329
186 | Supply & delivery at site of swaged type steel tubular swan neck type bend pole of over all length 9 mtr. of section (Bottom - 5m, Middle - 1.75m, Top - 1.75m) & outside dia & thickness (Bottom- 139.7x4.85, Middle -114.3x3.65, Top - 88.9x3.25) having approx weight of the pole including sole plate 122 Kg. the top end of the pole should be reduced to enable fixing of LED fitting . | BI01010001010000000000000515BI0100001297 | 1 | each | 10764.5 |  |  | Excess(+) | 1 | Full Conversion | INR | [40 empty] | 10764.5 | 10764.5 | INR Ten Thousand Seven Hundred & Sixty Four and Paise Fifty Only | 9516 | 10764.5 |  |  |  |  | 9516
187 | Providing CC (6:3:1) base block (around the pole) dimension 0.60x.60x.76 mt. above GL neatly cemented finish 3mm thick at the base pole (incl. CC mufing) suitable for alkathene/polythene pipe entry as directed for street light wiring incl. S&F 25cmx25cmx10cm GI LOOP box. 16 SWG & INCL. Drilled hole in pole | BI01010001010000000000000515BI0100001298 | 15 | each | 1498.84 |  |  | Excess(+) | 1 | Full Conversion | INR | [40 empty] | 22482.6 | 22482.6 | INR Twenty Two Thousand Four Hundred & Eighty Two and Paise Sixty Only | 1325 | 1498.84 |  |  |  |  | 19875
188 | Supply of 45 Watt LED street light fitting (make Crompton cat no - LSTP-45-CDL-1) | BI01010001010000000000000515BI0100001299 | 3 | each | 3902.64 |  |  | Excess(+) | 1 | Full Conversion | INR | [40 empty] | 11707.92 | 11707.92 | INR Eleven Thousand Seven Hundred & Seven and Paise Ninety Two Only | 3450 | 3902.64 |  |  |  |  | 10350
189 | Supply & fixing 40mm dia GI (ISI-M) pipe of length 1.20 mtr long KMDA type Arm bracket thouroughly welded with 100mm dia 30 cm long vertical jacket with necy. tie support incl. S/F pole cap & painting as derection of the EIC. | BI01010001010000000000000515BI0100001300 | 2 | each | 912.88 |  |  | Excess(+) | 1 | Full Conversion | INR | [40 empty] | 1825.76 | 1825.76 | INR One Thousand Eight Hundred & Twenty Five and Paise Seventy Six Only | 807 | 912.88 |  |  |  |  | 1614
190 | Fixing outdoor type fluorescent/SV/MV light fitting on pole including S&F 40 mm dia x 1.68 mts. long GI Pipe (ISI-Medium) bracket with 40 mmx10 mm thick, MSclamp etc. and providing wiring with 2x1/1.40 PVC insulated & sheathed wire (single core) partly in GI conduit & partly through above bracket from OH line to the fitting, without control switch, incl. making connections and painting | BI01010001010000000000000515BI0100001301 | 1 | each | 1583.68 |  |  | Excess(+) | 1 | Full Conversion | INR | [40 empty] | 1583.68 | 1583.68 | INR One Thousand Five Hundred & Eighty Three and Paise Sixty Eight Only | 1400 | 1583.68 |  |  |  |  | 1400
191 | Earthing the installation by 2” dia G.I.Pipe, 4 SWG G.I.wire,1.5” dia G.I.pipe protection with nut,bolt,washer etc as per GS. | BI01010001010000000000000515BI0100001302 | 3 | each | 1548.61 |  |  | Excess(+) | 1 | Full Conversion | INR | [40 empty] | 4645.83 | 4645.83 | INR Four Thousand Six Hundred & Forty Five and Paise Eighty Three Only | 1369 | 1548.61 |  |  |  |  | 4107
192 | S & F of the galvaanized MS flat 25mm x 6mm earth bus bar as per GS. | BI01010001010000000000000515BI0100001303 | 2 | mtr. | 176.47 |  |  | Excess(+) | 1 | Full Conversion | INR | [40 empty] | 352.94 | 352.94 | INR Three Hundred & Fifty Two and Paise Ninety Four Only | 156 | 176.47 |  |  |  |  | 312
193 | SUPPLY & INSTALLATION OF AC MACHINE Supply & delivery through DGS & D rate contract basic of the following split type AC machines (3 Star rated)(Make Hitachi) complete with indoor outdoor unit & coper refrigerant pipes upto 5 mtr length with synthetic insulation etc. a) 1.5 TR Split type (3 Star rated) | BI01010001010000000000000515BI0100001304 | 2 | set | 48630.29 |  |  | Excess(+) | 1 | Full Conversion | INR | [40 empty] | 97260.58 | 97260.58 | INR Ninety Seven Thousand Two Hundred & Sixty and Paise Fifty Eight Only | 42990 | 48630.29 |  |  |  |  | 85980
194 | Installation charge of indoor & out door unit incl S/F iron bracket frame | BI01010001010000000000000515BI0100001305 | 2 | set | 2771.44 |  |  | Excess(+) | 1 | Full Conversion | INR | [40 empty] | 5542.88 | 5542.88 | INR Five Thousand Five Hundred & Forty Two and Paise Eighty Eight Only | 2450 | 2771.44 |  |  |  |  | 4900
195 | Supply & Installation of copper refrigerent pipes, power cable of different dia as required with synthetic insulation complete. | BI01010001010000000000000515BI0100001306 | 10 | mtr | 848.4 |  |  | Excess(+) | 1 | Full Conversion | INR | [40 empty] | 8484 | 8484 | INR Eight Thousand Four Hundred & Eighty Four Only | 750 | 848.4 |  |  |  |  | 7500
196 | Supply & installation of extra drain water pipe of approved quality | BI01010001010000000000000515BI0100001307 | 10 | mtr | 76.92 |  |  | Excess(+) | 1 | Full Conversion | INR | [40 empty] | 769.2 | 769.2 | INR Seven Hundred & Sixty Nine and Paise Twenty Only | 68 | 76.92 |  |  |  |  | 680
197 | S&F DOL STARTER (Make L&T, Cat. No. SS95983) | BI01010001010000000000000515BI0100001308 | 1 | set | 8595.99 |  |  | Excess(+) | 1 | Full Conversion | INR | [40 empty] | 8595.99 | 8595.99 | INR Eight Thousand Five Hundred & Ninety Five and Paise Ninety Nine Only | 7599 | 8595.99 |  |  |  |  | 7599
198 | Earth Continuity Conductor Solid GI wire:Connecting the equipments to earth busbar including S&F GI (Hot Dip) wire of size as below on wall/floor with staples buried inside wall/floor as required and making connection to equipments with bolts, nuts, washers, cable lugs etc. as required and mending good damages | BI01010001010000000000000515BI0100001309 | 30 | mtr | 20.36 |  |  | Excess(+) | 1 | Full Conversion | INR | [40 empty] | 610.8 | 610.8 | INR Six Hundred & Ten and Paise Eighty Only | 18 | 20.36 |  |  |  |  | 540
199 | GI PIPE S&F (ISI-M)40 mm GI Pipe | BI01010001010000000000000515BI0100001310 | 10 | mtr | 278.28 |  |  | Excess(+) | 1 | Full Conversion | INR | [40 empty] | 2782.8 | 2782.8 | INR Two Thousand Seven Hundred & Eighty Two and Paise Eighty Only | 246 | 278.28 |  |  |  |  | 2460
Total in Figures | [51 empty] | 4229659.7 | 4229659.7 | INR Forty Two Lakh Twenty Nine Thousand Six Hundred & Fifty Nine and Paise Seventy Only | 4232370.41 | 4229712.94 |  |  |  |  | 3739099.66 | 4229659.7 | 0 | 4 | Construction of chamber for 100mm sluice plates | item5 | 10 | Nos
Quoted Rate in Figures |  |  |  | Select | [47 empty] | 0 | 0 | INR Zero Only |  | 2657.47
Quoted Rate in Words |  | INR Zero Only
Note on K15: gepadmin: 1. If you choose "Full Conversion" then Column BA (AMOUNT) and Column BB (TAXES) BOTH values will be convert based on selected Currency in (Column L). 2. If you choose "Partial Conversion" then Column BA (AMOUNT) only will be converted based on selected currency (Column L) and Column BB (TAXES) value (INR) will be added to the converted values.
Note on K16: gepadmin: 1. If you choose "Full Conversion" then Column BA (AMOUNT) and Column BB (TAXES) BOTH values will be convert based on selected Currency in (Column L). 2. If you choose "Partial Conversion" then Column BA (AMOUNT) only will be converted based on selected currency (Column L) and Column BB (TAXES) value (INR) will be added to the converted values.
Note on K18: gepadmin: 1. If you choose "Full Conversion" then Column BA (AMOUNT) and Column BB (TAXES) BOTH values will be convert based on selected Currency in (Column L). 2. If you choose "Partial Conversion" then Column BA (AMOUNT) only will be converted based on selected currency (Column L) and Column BB (TAXES) value (INR) will be added to the converted values.
Note on K19: gepadmin: 1. If you choose "Full Conversion" then Column BA (AMOUNT) and Column BB (TAXES) BOTH values will be convert based on selected Currency in (Column L). 2. If you choose "Partial Conversion" then Column BA (AMOUNT) only will be converted based on selected currency (Column L) and Column BB (TAXES) value (INR) will be added to the converted values.
Note on K13: gepadmin: 1. If you choose "Full Conversion" then Column BA (AMOUNT) and Column BB (TAXES) BOTH values will be convert based on selected Currency in (Column L). 2. If you choose "Partial Conversion" then Column BA (AMOUNT) only will be converted based on selected currency (Column L) and Column BB (TAXES) value (INR) will be added to the converted values.
Note on K25: gepadmin: 1. If you choose "Full Conversion" then Column BA (AMOUNT) and Column BB (TAXES) BOTH values will be convert based on selected Currency in (Column L). 2. If you choose "Partial Conversion" then Column BA (AMOUNT) only will be converted based on selected currency (Column L) and Column BB (TAXES) value (INR) will be added to the converted values.
Note on K39: gepadmin: 1. If you choose "Full Conversion" then Column BA (AMOUNT) and Column BB (TAXES) BOTH values will be convert based on selected Currency in (Column L). 2. If you choose "Partial Conversion" then Column BA (AMOUNT) only will be converted based on selected currency (Column L) and Column BB (TAXES) value (INR) will be added to the converted values.
Note on K54: gepadmin: 1. If you choose "Full Conversion" then Column BA (AMOUNT) and Column BB (TAXES) BOTH values will be convert based on selected Currency in (Column L). 2. If you choose "Partial Conversion" then Column BA (AMOUNT) only will be converted based on selected currency (Column L) and Column BB (TAXES) value (INR) will be added to the converted values.
Note on K57: gepadmin: 1. If you choose "Full Conversion" then Column BA (AMOUNT) and Column BB (TAXES) BOTH values will be convert based on selected Currency in (Column L). 2. If you choose "Partial Conversion" then Column BA (AMOUNT) only will be converted based on selected currency (Column L) and Column BB (TAXES) value (INR) will be added to the converted values.
Note on K61: gepadmin: 1. If you choose "Full Conversion" then Column BA (AMOUNT) and Column BB (TAXES) BOTH values will be convert based on selected Currency in (Column L). 2. If you choose "Partial Conversion" then Column BA (AMOUNT) only will be converted based on selected currency (Column L) and Column BB (TAXES) value (INR) will be added to the converted values.
Note on K66: gepadmin: 1. If you choose "Full Conversion" then Column BA (AMOUNT) and Column BB (TAXES) BOTH values will be convert based on selected Currency in (Column L). 2. If you choose "Partial Conversion" then Column BA (AMOUNT) only will be converted based on selected currency (Column L) and Column BB (TAXES) value (INR) will be added to the converted values.
Note on K72: gepadmin: 1. If you choose "Full Conversion" then Column BA (AMOUNT) and Column BB (TAXES) BOTH values will be convert based on selected Currency in (Column L). 2. If you choose "Partial Conversion" then Column BA (AMOUNT) only will be converted based on selected currency (Column L) and Column BB (TAXES) value (INR) will be added to the converted values.
Note on K77: gepadmin: 1. If you choose "Full Conversion" then Column BA (AMOUNT) and Column BB (TAXES) BOTH values will be convert based on selected Currency in (Column L). 2. If you choose "Partial Conversion" then Column BA (AMOUNT) only will be converted based on selected currency (Column L) and Column BB (TAXES) value (INR) will be added to the converted values.
Note on K97: gepadmin: 1. If you choose "Full Conversion" then Column BA (AMOUNT) and Column BB (TAXES) BOTH values will be convert based on selected Currency in (Column L). 2. If you choose "Partial Conversion" then Column BA (AMOUNT) only will be converted based on selected currency (Column L) and Column BB (TAXES) value (INR) will be added to the converted values.
Note on K100: gepadmin: 1. If you choose "Full Conversion" then Column BA (AMOUNT) and Column BB (TAXES) BOTH values will be convert based on selected Currency in (Column L). 2. If you choose "Partial Conversion" then Column BA (AMOUNT) only will be converted based on selected currency (Column L) and Column BB (TAXES) value (INR) will be added to the converted values.
Note on K107: gepadmin: 1. If you choose "Full Conversion" then Column BA (AMOUNT) and Column BB (TAXES) BOTH values will be convert based on selected Currency in (Column L). 2. If you choose "Partial Conversion" then Column BA (AMOUNT) only will be converted based on selected currency (Column L) and Column BB (TAXES) value (INR) will be added to the converted values.
Note on K109: gepadmin: 1. If you choose "Full Conversion" then Column BA (AMOUNT) and Column BB (TAXES) BOTH values will be convert based on selected Currency in (Column L). 2. If you choose "Partial Conversion" then Column BA (AMOUNT) only will be converted based on selected currency (Column L) and Column BB (TAXES) value (INR) will be added to the converted values.
Note on K112: gepadmin: 1. If you choose "Full Conversion" then Column BA (AMOUNT) and Column BB (TAXES) BOTH values will be convert based on selected Currency in (Column L). 2. If you choose "Partial Conversion" then Column BA (AMOUNT) only will be converted based on selected currency (Column L) and Column BB (TAXES) value (INR) will be added to the converted values.
Note on K118: gepadmin: 1. If you choose "Full Conversion" then Column BA (AMOUNT) and Column BB (TAXES) BOTH values will be convert based on selected Currency in (Column L). 2. If you choose "Partial Conversion" then Column BA (AMOUNT) only will be converted based on selected currency (Column L) and Column BB (TAXES) value (INR) will be added to the converted values.
Note on K141: gepadmin: 1. If you choose "Full Conversion" then Column BA (AMOUNT) and Column BB (TAXES) BOTH values will be convert based on selected Currency in (Column L). 2. If you choose "Partial Conversion" then Column BA (AMOUNT) only will be converted based on selected currency (Column L) and Column BB (TAXES) value (INR) will be added to the converted values.
Note on K169: gepadmin: 1. If you choose "Full Conversion" then Column BA (AMOUNT) and Column BB (TAXES) BOTH values will be convert based on selected Currency in (Column L). 2. If you choose "Partial Conversion" then Column BA (AMOUNT) only will be converted based on selected currency (Column L) and Column BB (TAXES) value (INR) will be added to the converted values.
Note on K177: gepadmin: 1. If you choose "Full Conversion" then Column BA (AMOUNT) and Column BB (TAXES) BOTH values will be convert based on selected Currency in (Column L). 2. If you choose "Partial Conversion" then Column BA (AMOUNT) only will be converted based on selected currency (Column L) and Column BB (TAXES) value (INR) will be added to the converted values.
Note on K196: gepadmin: 1. If you choose "Full Conversion" then Column BA (AMOUNT) and Column BB (TAXES) BOTH values will be convert based on selected Currency in (Column L). 2. If you choose "Partial Conversion" then Column BA (AMOUNT) only will be converted based on selected currency (Column L) and Column BB (TAXES) value (INR) will be added to the converted values.
Note on K14: gepadmin: 1. If you choose "Full Conversion" then Column BA (AMOUNT) and Column BB (TAXES) BOTH values will be convert based on selected Currency in (Column L). 2. If you choose "Partial Conversion" then Column BA (AMOUNT) only will be converted based on selected currency (Column L) and Column BB (TAXES) value (INR) will be added to the converted values.
Note on K52: gepadmin: 1. If you choose "Full Conversion" then Column BA (AMOUNT) and Column BB (TAXES) BOTH values will be convert based on selected Currency in (Column L). 2. If you choose "Partial Conversion" then Column BA (AMOUNT) only will be converted based on selected currency (Column L) and Column BB (TAXES) value (INR) will be added to the converted values.
Note on K49: gepadmin: 1. If you choose "Full Conversion" then Column BA (AMOUNT) and Column BB (TAXES) BOTH values will be convert based on selected Currency in (Column L). 2. If you choose "Partial Conversion" then Column BA (AMOUNT) only will be converted based on selected currency (Column L) and Column BB (TAXES) value (INR) will be added to the converted values.
Note on K55: gepadmin: 1. If you choose "Full Conversion" then Column BA (AMOUNT) and Column BB (TAXES) BOTH values will be convert based on selected Currency in (Column L). 2. If you choose "Partial Conversion" then Column BA (AMOUNT) only will be converted based on selected currency (Column L) and Column BB (TAXES) value (INR) will be added to the converted values.
Note on K69: gepadmin: 1. If you choose "Full Conversion" then Column BA (AMOUNT) and Column BB (TAXES) BOTH values will be convert based on selected Currency in (Column L). 2. If you choose "Partial Conversion" then Column BA (AMOUNT) only will be converted based on selected currency (Column L) and Column BB (TAXES) value (INR) will be added to the converted values.
Note on K74: gepadmin: 1. If you choose "Full Conversion" then Column BA (AMOUNT) and Column BB (TAXES) BOTH values will be convert based on selected Currency in (Column L). 2. If you choose "Partial Conversion" then Column BA (AMOUNT) only will be converted based on selected currency (Column L) and Column BB (TAXES) value (INR) will be added to the converted values.
Note on K79: gepadmin: 1. If you choose "Full Conversion" then Column BA (AMOUNT) and Column BB (TAXES) BOTH values will be convert based on selected Currency in (Column L). 2. If you choose "Partial Conversion" then Column BA (AMOUNT) only will be converted based on selected currency (Column L) and Column BB (TAXES) value (INR) will be added to the converted values.
Note on K85: gepadmin: 1. If you choose "Full Conversion" then Column BA (AMOUNT) and Column BB (TAXES) BOTH values will be convert based on selected Currency in (Column L). 2. If you choose "Partial Conversion" then Column BA (AMOUNT) only will be converted based on selected currency (Column L) and Column BB (TAXES) value (INR) will be added to the converted values.
Note on K89: gepadmin: 1. If you choose "Full Conversion" then Column BA (AMOUNT) and Column BB (TAXES) BOTH values will be convert based on selected Currency in (Column L). 2. If you choose "Partial Conversion" then Column BA (AMOUNT) only will be converted based on selected currency (Column L) and Column BB (TAXES) value (INR) will be added to the converted values.
Note on K92: gepadmin: 1. If you choose "Full Conversion" then Column BA (AMOUNT) and Column BB (TAXES) BOTH values will be convert based on selected Currency in (Column L). 2. If you choose "Partial Conversion" then Column BA (AMOUNT) only will be converted based on selected currency (Column L) and Column BB (TAXES) value (INR) will be added to the converted values.
Note on K95: gepadmin: 1. If you choose "Full Conversion" then Column BA (AMOUNT) and Column BB (TAXES) BOTH values will be convert based on selected Currency in (Column L). 2. If you choose "Partial Conversion" then Column BA (AMOUNT) only will be converted based on selected currency (Column L) and Column BB (TAXES) value (INR) will be added to the converted values.
Note on K101: gepadmin: 1. If you choose "Full Conversion" then Column BA (AMOUNT) and Column BB (TAXES) BOTH values will be convert based on selected Currency in (Column L). 2. If you choose "Partial Conversion" then Column BA (AMOUNT) only will be converted based on selected currency (Column L) and Column BB (TAXES) value (INR) will be added to the converted values.
Note on K106: gepadmin: 1. If you choose "Full Conversion" then Column BA (AMOUNT) and Column BB (TAXES) BOTH values will be convert based on selected Currency in (Column L). 2. If you choose "Partial Conversion" then Column BA (AMOUNT) only will be converted based on selected currency (Column L) and Column BB (TAXES) value (INR) will be added to the converted values.
Note on K113: gepadmin: 1. If you choose "Full Conversion" then Column BA (AMOUNT) and Column BB (TAXES) BOTH values will be convert based on selected Currency in (Column L). 2. If you choose "Partial Conversion" then Column BA (AMOUNT) only will be converted based on selected currency (Column L) and Column BB (TAXES) value (INR) will be added to the converted values.
Note on K119: gepadmin: 1. If you choose "Full Conversion" then Column BA (AMOUNT) and Column BB (TAXES) BOTH values will be convert based on selected Currency in (Column L). 2. If you choose "Partial Conversion" then Column BA (AMOUNT) only will be converted based on selected currency (Column L) and Column BB (TAXES) value (INR) will be added to the converted values.
Note on K124: gepadmin: 1. If you choose "Full Conversion" then Column BA (AMOUNT) and Column BB (TAXES) BOTH values will be convert based on selected Currency in (Column L). 2. If you choose "Partial Conversion" then Column BA (AMOUNT) only will be converted based on selected currency (Column L) and Column BB (TAXES) value (INR) will be added to the converted values.
Note on K110: gepadmin: 1. If you choose "Full Conversion" then Column BA (AMOUNT) and Column BB (TAXES) BOTH values will be convert based on selected Currency in (Column L). 2. If you choose "Partial Conversion" then Column BA (AMOUNT) only will be converted based on selected currency (Column L) and Column BB (TAXES) value (INR) will be added to the converted values.
Note on K115: gepadmin: 1. If you choose "Full Conversion" then Column BA (AMOUNT) and Column BB (TAXES) BOTH values will be convert based on selected Currency in (Column L). 2. If you choose "Partial Conversion" then Column BA (AMOUNT) only will be converted based on selected currency (Column L) and Column BB (TAXES) value (INR) will be added to the converted values.
Note on K122: gepadmin: 1. If you choose "Full Conversion" then Column BA (AMOUNT) and Column BB (TAXES) BOTH values will be convert based on selected Currency in (Column L). 2. If you choose "Partial Conversion" then Column BA (AMOUNT) only will be converted based on selected currency (Column L) and Column BB (TAXES) value (INR) will be added to the converted values.
Note on K127: gepadmin: 1. If you choose "Full Conversion" then Column BA (AMOUNT) and Column BB (TAXES) BOTH values will be convert based on selected Currency in (Column L). 2. If you choose "Partial Conversion" then Column BA (AMOUNT) only will be converted based on selected currency (Column L) and Column BB (TAXES) value (INR) will be added to the converted values.
Note on K132: gepadmin: 1. If you choose "Full Conversion" then Column BA (AMOUNT) and Column BB (TAXES) BOTH values will be convert based on selected Currency in (Column L). 2. If you choose "Partial Conversion" then Column BA (AMOUNT) only will be converted based on selected currency (Column L) and Column BB (TAXES) value (INR) will be added to the converted values.
Note on K138: gepadmin: 1. If you choose "Full Conversion" then Column BA (AMOUNT) and Column BB (TAXES) BOTH values will be convert based on selected Currency in (Column L). 2. If you choose "Partial Conversion" then Column BA (AMOUNT) only will be converted based on selected currency (Column L) and Column BB (TAXES) value (INR) will be added to the converted values.
Note on K142: gepadmin: 1. If you choose "Full Conversion" then Column BA (AMOUNT) and Column BB (TAXES) BOTH values will be convert based on selected Currency in (Column L). 2. If you choose "Partial Conversion" then Column BA (AMOUNT) only will be converted based on selected currency (Column L) and Column BB (TAXES) value (INR) will be added to the converted values.
Note on K145: gepadmin: 1. If you choose "Full Conversion" then Column BA (AMOUNT) and Column BB (TAXES) BOTH values will be convert based on selected Currency in (Column L). 2. If you choose "Partial Conversion" then Column BA (AMOUNT) only will be converted based on selected currency (Column L) and Column BB (TAXES) value (INR) will be added to the converted values.
Note on K150: gepadmin: 1. If you choose "Full Conversion" then Column BA (AMOUNT) and Column BB (TAXES) BOTH values will be convert based on selected Currency in (Column L). 2. If you choose "Partial Conversion" then Column BA (AMOUNT) only will be converted based on selected currency (Column L) and Column BB (TAXES) value (INR) will be added to the converted values.
Note on K156: gepadmin: 1. If you choose "Full Conversion" then Column BA (AMOUNT) and Column BB (TAXES) BOTH values will be convert based on selected Currency in (Column L). 2. If you choose "Partial Conversion" then Column BA (AMOUNT) only will be converted based on selected currency (Column L) and Column BB (TAXES) value (INR) will be added to the converted values.
Note on K157: gepadmin: 1. If you choose "Full Conversion" then Column BA (AMOUNT) and Column BB (TAXES) BOTH values will be convert based on selected Currency in (Column L). 2. If you choose "Partial Conversion" then Column BA (AMOUNT) only will be converted based on selected currency (Column L) and Column BB (TAXES) value (INR) will be added to the converted values.
Note on K167: gepadmin: 1. If you choose "Full Conversion" then Column BA (AMOUNT) and Column BB (TAXES) BOTH values will be convert based on selected Currency in (Column L). 2. If you choose "Partial Conversion" then Column BA (AMOUNT) only will be converted based on selected currency (Column L) and Column BB (TAXES) value (INR) will be added to the converted values.
Note on K173: gepadmin: 1. If you choose "Full Conversion" then Column BA (AMOUNT) and Column BB (TAXES) BOTH values will be convert based on selected Currency in (Column L). 2. If you choose "Partial Conversion" then Column BA (AMOUNT) only will be converted based on selected currency (Column L) and Column BB (TAXES) value (INR) will be added to the converted values.
Note on K178: gepadmin: 1. If you choose "Full Conversion" then Column BA (AMOUNT) and Column BB (TAXES) BOTH values will be convert based on selected Currency in (Column L). 2. If you choose "Partial Conversion" then Column BA (AMOUNT) only will be converted based on selected currency (Column L) and Column BB (TAXES) value (INR) will be added to the converted values.
Note on K179: gepadmin: 1. If you choose "Full Conversion" then Column BA (AMOUNT) and Column BB (TAXES) BOTH values will be convert based on selected Currency in (Column L). 2. If you choose "Partial Conversion" then Column BA (AMOUNT) only will be converted based on selected currency (Column L) and Column BB (TAXES) value (INR) will be added to the converted values.
Note on K180: gepadmin: 1. If you choose "Full Conversion" then Column BA (AMOUNT) and Column BB (TAXES) BOTH values will be convert based on selected Currency in (Column L). 2. If you choose "Partial Conversion" then Column BA (AMOUNT) only will be converted based on selected currency (Column L) and Column BB (TAXES) value (INR) will be added to the converted values.
Note on K184: gepadmin: 1. If you choose "Full Conversion" then Column BA (AMOUNT) and Column BB (TAXES) BOTH values will be convert based on selected Currency in (Column L). 2. If you choose "Partial Conversion" then Column BA (AMOUNT) only will be converted based on selected currency (Column L) and Column BB (TAXES) value (INR) will be added to the converted values.
Note on K192: gepadmin: 1. If you choose "Full Conversion" then Column BA (AMOUNT) and Column BB (TAXES) BOTH values will be convert based on selected Currency in (Column L). 2. If you choose "Partial Conversion" then Column BA (AMOUNT) only will be converted based on selected currency (Column L) and Column BB (TAXES) value (INR) will be added to the converted values.
Note on K194: gepadmin: 1. If you choose "Full Conversion" then Column BA (AMOUNT) and Column BB (TAXES) BOTH values will be convert based on selected Currency in (Column L). 2. If you choose "Partial Conversion" then Column BA (AMOUNT) only will be converted based on selected currency (Column L) and Column BB (TAXES) value (INR) will be added to the converted values.
Note on K202: gepadmin: 1. If you choose "Full Conversion" then Column BA (AMOUNT) and Column BB (TAXES) BOTH values will be convert based on selected Currency in (Column L). 2. If you choose "Partial Conversion" then Column BA (AMOUNT) only will be converted based on selected currency (Column L) and Column BB (TAXES) value (INR) will be added to the converted values.
Note on K206: gepadmin: 1. If you choose "Full Conversion" then Column BA (AMOUNT) and Column BB (TAXES) BOTH values will be convert based on selected Currency in (Column L). 2. If you choose "Partial Conversion" then Column BA (AMOUNT) only will be converted based on selected currency (Column L) and Column BB (TAXES) value (INR) will be added to the converted values.
Note on K17: gepadmin: 1. If you choose "Full Conversion" then Column BA (AMOUNT) and Column BB (TAXES) BOTH values will be convert based on selected Currency in (Column L). 2. If you choose "Partial Conversion" then Column BA (AMOUNT) only will be converted based on selected currency (Column L) and Column BB (TAXES) value (INR) will be added to the converted values.
Note on K20: gepadmin: 1. If you choose "Full Conversion" then Column BA (AMOUNT) and Column BB (TAXES) BOTH values will be convert based on selected Currency in (Column L). 2. If you choose "Partial Conversion" then Column BA (AMOUNT) only will be converted based on selected currency (Column L) and Column BB (TAXES) value (INR) will be added to the converted values.
Note on K40: gepadmin: 1. If you choose "Full Conversion" then Column BA (AMOUNT) and Column BB (TAXES) BOTH values will be convert based on selected Currency in (Column L). 2. If you choose "Partial Conversion" then Column BA (AMOUNT) only will be converted based on selected currency (Column L) and Column BB (TAXES) value (INR) will be added to the converted values.
Note on K23: gepadmin: 1. If you choose "Full Conversion" then Column BA (AMOUNT) and Column BB (TAXES) BOTH values will be convert based on selected Currency in (Column L). 2. If you choose "Partial Conversion" then Column BA (AMOUNT) only will be converted based on selected currency (Column L) and Column BB (TAXES) value (INR) will be added to the converted values.
Note on K32: gepadmin: 1. If you choose "Full Conversion" then Column BA (AMOUNT) and Column BB (TAXES) BOTH values will be convert based on selected Currency in (Column L). 2. If you choose "Partial Conversion" then Column BA (AMOUNT) only will be converted based on selected currency (Column L) and Column BB (TAXES) value (INR) will be added to the converted values.
Note on K42: gepadmin: 1. If you choose "Full Conversion" then Column BA (AMOUNT) and Column BB (TAXES) BOTH values will be convert based on selected Currency in (Column L). 2. If you choose "Partial Conversion" then Column BA (AMOUNT) only will be converted based on selected currency (Column L) and Column BB (TAXES) value (INR) will be added to the converted values.
Note on K50: gepadmin: 1. If you choose "Full Conversion" then Column BA (AMOUNT) and Column BB (TAXES) BOTH values will be convert based on selected Currency in (Column L). 2. If you choose "Partial Conversion" then Column BA (AMOUNT) only will be converted based on selected currency (Column L) and Column BB (TAXES) value (INR) will be added to the converted values.
Note on K51: gepadmin: 1. If you choose "Full Conversion" then Column BA (AMOUNT) and Column BB (TAXES) BOTH values will be convert based on selected Currency in (Column L). 2. If you choose "Partial Conversion" then Column BA (AMOUNT) only will be converted based on selected currency (Column L) and Column BB (TAXES) value (INR) will be added to the converted values.
Note on K56: gepadmin: 1. If you choose "Full Conversion" then Column BA (AMOUNT) and Column BB (TAXES) BOTH values will be convert based on selected Currency in (Column L). 2. If you choose "Partial Conversion" then Column BA (AMOUNT) only will be converted based on selected currency (Column L) and Column BB (TAXES) value (INR) will be added to the converted values.
Note on K70: gepadmin: 1. If you choose "Full Conversion" then Column BA (AMOUNT) and Column BB (TAXES) BOTH values will be convert based on selected Currency in (Column L). 2. If you choose "Partial Conversion" then Column BA (AMOUNT) only will be converted based on selected currency (Column L) and Column BB (TAXES) value (INR) will be added to the converted values.
Note on K75: gepadmin: 1. If you choose "Full Conversion" then Column BA (AMOUNT) and Column BB (TAXES) BOTH values will be convert based on selected Currency in (Column L). 2. If you choose "Partial Conversion" then Column BA (AMOUNT) only will be converted based on selected currency (Column L) and Column BB (TAXES) value (INR) will be added to the converted values.
Note on K80: gepadmin: 1. If you choose "Full Conversion" then Column BA (AMOUNT) and Column BB (TAXES) BOTH values will be convert based on selected Currency in (Column L). 2. If you choose "Partial Conversion" then Column BA (AMOUNT) only will be converted based on selected currency (Column L) and Column BB (TAXES) value (INR) will be added to the converted values.
Note on K86: gepadmin: 1. If you choose "Full Conversion" then Column BA (AMOUNT) and Column BB (TAXES) BOTH values will be convert based on selected Currency in (Column L). 2. If you choose "Partial Conversion" then Column BA (AMOUNT) only will be converted based on selected currency (Column L) and Column BB (TAXES) value (INR) will be added to the converted values.
Note on K90: gepadmin: 1. If you choose "Full Conversion" then Column BA (AMOUNT) and Column BB (TAXES) BOTH values will be convert based on selected Currency in (Column L). 2. If you choose "Partial Conversion" then Column BA (AMOUNT) only will be converted based on selected currency (Column L) and Column BB (TAXES) value (INR) will be added to the converted values.
Note on K93: gepadmin: 1. If you choose "Full Conversion" then Column BA (AMOUNT) and Column BB (TAXES) BOTH values will be convert based on selected Currency in (Column L). 2. If you choose "Partial Conversion" then Column BA (AMOUNT) only will be converted based on selected currency (Column L) and Column BB (TAXES) value (INR) will be added to the converted values.
Note on K96: gepadmin: 1. If you choose "Full Conversion" then Column BA (AMOUNT) and Column BB (TAXES) BOTH values will be convert based on selected Currency in (Column L). 2. If you choose "Partial Conversion" then Column BA (AMOUNT) only will be converted based on selected currency (Column L) and Column BB (TAXES) value (INR) will be added to the converted values.
Note on K102: gepadmin: 1. If you choose "Full Conversion" then Column BA (AMOUNT) and Column BB (TAXES) BOTH values will be convert based on selected Currency in (Column L). 2. If you choose "Partial Conversion" then Column BA (AMOUNT) only will be converted based on selected currency (Column L) and Column BB (TAXES) value (INR) will be added to the converted values.
Note on K111: gepadmin: 1. If you choose "Full Conversion" then Column BA (AMOUNT) and Column BB (TAXES) BOTH values will be convert based on selected Currency in (Column L). 2. If you choose "Partial Conversion" then Column BA (AMOUNT) only will be converted based on selected currency (Column L) and Column BB (TAXES) value (INR) will be added to the converted values.
Note on K116: gepadmin: 1. If you choose "Full Conversion" then Column BA (AMOUNT) and Column BB (TAXES) BOTH values will be convert based on selected Currency in (Column L). 2. If you choose "Partial Conversion" then Column BA (AMOUNT) only will be converted based on selected currency (Column L) and Column BB (TAXES) value (INR) will be added to the converted values.
Note on K128: gepadmin: 1. If you choose "Full Conversion" then Column BA (AMOUNT) and Column BB (TAXES) BOTH values will be convert based on selected Currency in (Column L). 2. If you choose "Partial Conversion" then Column BA (AMOUNT) only will be converted based on selected currency (Column L) and Column BB (TAXES) value (INR) will be added to the converted values.
Note on K139: gepadmin: 1. If you choose "Full Conversion" then Column BA (AMOUNT) and Column BB (TAXES) BOTH values will be convert based on selected Currency in (Column L). 2. If you choose "Partial Conversion" then Column BA (AMOUNT) only will be converted based on selected currency (Column L) and Column BB (TAXES) value (INR) will be added to the converted values.
Note on K146: gepadmin: 1. If you choose "Full Conversion" then Column BA (AMOUNT) and Column BB (TAXES) BOTH values will be convert based on selected Currency in (Column L). 2. If you choose "Partial Conversion" then Column BA (AMOUNT) only will be converted based on selected currency (Column L) and Column BB (TAXES) value (INR) will be added to the converted values.
Note on K148: gepadmin: 1. If you choose "Full Conversion" then Column BA (AMOUNT) and Column BB (TAXES) BOTH values will be convert based on selected Currency in (Column L). 2. If you choose "Partial Conversion" then Column BA (AMOUNT) only will be converted based on selected currency (Column L) and Column BB (TAXES) value (INR) will be added to the converted values.
Note on K153: gepadmin: 1. If you choose "Full Conversion" then Column BA (AMOUNT) and Column BB (TAXES) BOTH values will be convert based on selected Currency in (Column L). 2. If you choose "Partial Conversion" then Column BA (AMOUNT) only will be converted based on selected currency (Column L) and Column BB (TAXES) value (INR) will be added to the converted values.
Note on K159: gepadmin: 1. If you choose "Full Conversion" then Column BA (AMOUNT) and Column BB (TAXES) BOTH values will be convert based on selected Currency in (Column L). 2. If you choose "Partial Conversion" then Column BA (AMOUNT) only will be converted based on selected currency (Column L) and Column BB (TAXES) value (INR) will be added to the converted values.
Note on K162: gepadmin: 1. If you choose "Full Conversion" then Column BA (AMOUNT) and Column BB (TAXES) BOTH values will be convert based on selected Currency in (Column L). 2. If you choose "Partial Conversion" then Column BA (AMOUNT) only will be converted based on selected currency (Column L) and Column BB (TAXES) value (INR) will be added to the converted values.
Note on K165: gepadmin: 1. If you choose "Full Conversion" then Column BA (AMOUNT) and Column BB (TAXES) BOTH values will be convert based on selected Currency in (Column L). 2. If you choose "Partial Conversion" then Column BA (AMOUNT) only will be converted based on selected currency (Column L) and Column BB (TAXES) value (INR) will be added to the converted values.
Note on K181: gepadmin: 1. If you choose "Full Conversion" then Column BA (AMOUNT) and Column BB (TAXES) BOTH values will be convert based on selected Currency in (Column L). 2. If you choose "Partial Conversion" then Column BA (AMOUNT) only will be converted based on selected currency (Column L) and Column BB (TAXES) value (INR) will be added to the converted values.
Note on K182: gepadmin: 1. If you choose "Full Conversion" then Column BA (AMOUNT) and Column BB (TAXES) BOTH values will be convert based on selected Currency in (Column L). 2. If you choose "Partial Conversion" then Column BA (AMOUNT) only will be converted based on selected currency (Column L) and Column BB (TAXES) value (INR) will be added to the converted values.
Note on K186: gepadmin: 1. If you choose "Full Conversion" then Column BA (AMOUNT) and Column BB (TAXES) BOTH values will be convert based on selected Currency in (Column L). 2. If you choose "Partial Conversion" then Column BA (AMOUNT) only will be converted based on selected currency (Column L) and Column BB (TAXES) value (INR) will be added to the converted values.
Note on K187: gepadmin: 1. If you choose "Full Conversion" then Column BA (AMOUNT) and Column BB (TAXES) BOTH values will be convert based on selected Currency in (Column L). 2. If you choose "Partial Conversion" then Column BA (AMOUNT) only will be converted based on selected currency (Column L) and Column BB (TAXES) value (INR) will be added to the converted values.
Note on K188: gepadmin: 1. If you choose "Full Conversion" then Column BA (AMOUNT) and Column BB (TAXES) BOTH values will be convert based on selected Currency in (Column L). 2. If you choose "Partial Conversion" then Column BA (AMOUNT) only will be converted based on selected currency (Column L) and Column BB (TAXES) value (INR) will be added to the converted values.
Note on K191: gepadmin: 1. If you choose "Full Conversion" then Column BA (AMOUNT) and Column BB (TAXES) BOTH values will be convert based on selected Currency in (Column L). 2. If you choose "Partial Conversion" then Column BA (AMOUNT) only will be converted based on selected currency (Column L) and Column BB (TAXES) value (INR) will be added to the converted values.
Note on K197: gepadmin: 1. If you choose "Full Conversion" then Column BA (AMOUNT) and Column BB (TAXES) BOTH values will be convert based on selected Currency in (Column L). 2. If you choose "Partial Conversion" then Column BA (AMOUNT) only will be converted based on selected currency (Column L) and Column BB (TAXES) value (INR) will be added to the converted values.
Note on K198: gepadmin: 1. If you choose "Full Conversion" then Column BA (AMOUNT) and Column BB (TAXES) BOTH values will be convert based on selected Currency in (Column L). 2. If you choose "Partial Conversion" then Column BA (AMOUNT) only will be converted based on selected currency (Column L) and Column BB (TAXES) value (INR) will be added to the converted values.
Note on K205: gepadmin: 1. If you choose "Full Conversion" then Column BA (AMOUNT) and Column BB (TAXES) BOTH values will be convert based on selected Currency in (Column L). 2. If you choose "Partial Conversion" then Column BA (AMOUNT) only will be converted based on selected currency (Column L) and Column BB (TAXES) value (INR) will be added to the converted values.
Note on K209: gepadmin: 1. If you choose "Full Conversion" then Column BA (AMOUNT) and Column BB (TAXES) BOTH values will be convert based on selected Currency in (Column L). 2. If you choose "Partial Conversion" then Column BA (AMOUNT) only will be converted based on selected currency (Column L) and Column BB (TAXES) value (INR) will be added to the converted values.
Note on K133: gepadmin: 1. If you choose "Full Conversion" then Column BA (AMOUNT) and Column BB (TAXES) BOTH values will be convert based on selected Currency in (Column L). 2. If you choose "Partial Conversion" then Column BA (AMOUNT) only will be converted based on selected currency (Column L) and Column BB (TAXES) value (INR) will be added to the converted values.
Note on K199: gepadmin: 1. If you choose "Full Conversion" then Column BA (AMOUNT) and Column BB (TAXES) BOTH values will be convert based on selected Currency in (Column L). 2. If you choose "Partial Conversion" then Column BA (AMOUNT) only will be converted based on selected currency (Column L) and Column BB (TAXES) value (INR) will be added to the converted values.
Note on K183: gepadmin: 1. If you choose "Full Conversion" then Column BA (AMOUNT) and Column BB (TAXES) BOTH values will be convert based on selected Currency in (Column L). 2. If you choose "Partial Conversion" then Column BA (AMOUNT) only will be converted based on selected currency (Column L) and Column BB (TAXES) value (INR) will be added to the converted values.
Note on K123: gepadmin: 1. If you choose "Full Conversion" then Column BA (AMOUNT) and Column BB (TAXES) BOTH values will be convert based on selected Currency in (Column L). 2. If you choose "Partial Conversion" then Column BA (AMOUNT) only will be converted based on selected currency (Column L) and Column BB (TAXES) value (INR) will be added to the converted values.
Note on K129: gepadmin: 1. If you choose "Full Conversion" then Column BA (AMOUNT) and Column BB (TAXES) BOTH values will be convert based on selected Currency in (Column L). 2. If you choose "Partial Conversion" then Column BA (AMOUNT) only will be converted based on selected currency (Column L) and Column BB (TAXES) value (INR) will be added to the converted values.
Note on K134: gepadmin: 1. If you choose "Full Conversion" then Column BA (AMOUNT) and Column BB (TAXES) BOTH values will be convert based on selected Currency in (Column L). 2. If you choose "Partial Conversion" then Column BA (AMOUNT) only will be converted based on selected currency (Column L) and Column BB (TAXES) value (INR) will be added to the converted values.
Note on K160: gepadmin: 1. If you choose "Full Conversion" then Column BA (AMOUNT) and Column BB (TAXES) BOTH values will be convert based on selected Currency in (Column L). 2. If you choose "Partial Conversion" then Column BA (AMOUNT) only will be converted based on selected currency (Column L) and Column BB (TAXES) value (INR) will be added to the converted values.
Note on K168: gepadmin: 1. If you choose "Full Conversion" then Column BA (AMOUNT) and Column BB (TAXES) BOTH values will be convert based on selected Currency in (Column L). 2. If you choose "Partial Conversion" then Column BA (AMOUNT) only will be converted based on selected currency (Column L) and Column BB (TAXES) value (INR) will be added to the converted values.
Note on K171: gepadmin: 1. If you choose "Full Conversion" then Column BA (AMOUNT) and Column BB (TAXES) BOTH values will be convert based on selected Currency in (Column L). 2. If you choose "Partial Conversion" then Column BA (AMOUNT) only will be converted based on selected currency (Column L) and Column BB (TAXES) value (INR) will be added to the converted values.
Note on K174: gepadmin: 1. If you choose "Full Conversion" then Column BA (AMOUNT) and Column BB (TAXES) BOTH values will be convert based on selected Currency in (Column L). 2. If you choose "Partial Conversion" then Column BA (AMOUNT) only will be converted based on selected currency (Column L) and Column BB (TAXES) value (INR) will be added to the converted values.
Note on K185: gepadmin: 1. If you choose "Full Conversion" then Column BA (AMOUNT) and Column BB (TAXES) BOTH values will be convert based on selected Currency in (Column L). 2. If you choose "Partial Conversion" then Column BA (AMOUNT) only will be converted based on selected currency (Column L) and Column BB (TAXES) value (INR) will be added to the converted values.
Note on K190: gepadmin: 1. If you choose "Full Conversion" then Column BA (AMOUNT) and Column BB (TAXES) BOTH values will be convert based on selected Currency in (Column L). 2. If you choose "Partial Conversion" then Column BA (AMOUNT) only will be converted based on selected currency (Column L) and Column BB (TAXES) value (INR) will be added to the converted values.
Note on K195: gepadmin: 1. If you choose "Full Conversion" then Column BA (AMOUNT) and Column BB (TAXES) BOTH values will be convert based on selected Currency in (Column L). 2. If you choose "Partial Conversion" then Column BA (AMOUNT) only will be converted based on selected currency (Column L) and Column BB (TAXES) value (INR) will be added to the converted values.

## Macros
Please Enable Macros to View BoQ information