## BoQ1 (hidden)
Percentage BoQ
BoQ_Ver3.0 | Percentage | Normal | INR Only | INR
Select, At Par, Excess (+), Less (-) |  | IOCL
Tender Inviting Authority: The Additional Chief Engineer, W.B.P.H&.I.D.Corpn. Ltd.
Name of Work: Construction of Model Rural Police Station at Pataspur in Purba Medinipur - Three Storied Model Rural Police Station, Two Storied Model Rural Barrack, One Storied Rural Canteen, Sentry Post, Boundary Wall, Pathway, Land Development and Plinth Protection with side drain.
Contract No: WBPHIDCL/Add.CE/NIT- 136(e)/2018-2019 For Sl. No.2 (1st Call)
Bidder Name :
PRICE SCHEDULE (This BOQ template must not be modified/replaced by the bidder and the same should be uploaded after filling the relevent columns, else the bidder is liable to be rejected for this tender. Bidders are allowed to enter the Bidder Name and Values only )
NUMBER # | TEXT # | TEXT # | NUMBER # | TEXT # | NUMBER | NUMBER | TEXT | TEXT # | NUMBER # | TEXT# | TEXT # | NUMBER # | NUMBER | NUMBER | NUMBER | NUMBER | TEXT | TEXT | NUMBER | NUMBER | NUMBER | NUMBER | TEXT | TEXT | NUMBER | NUMBER | NUMBER | NUMBER | TEXT | TEXT | NUMBER | NUMBER | NUMBER | NUMBER | TEXT | TEXT | NUMBER | NUMBER | NUMBER | NUMBER | TEXT | TEXT | NUMBER | NUMBER | NUMBER # | NUMBER # | TEXT | TEXT | NUMBER # | NUMBER # | DATE | NUMBER # | NUMBER # | TEXT #
Sl. No. | Item Description | Item Code / Make | Quantity | Units | Estimated Rate |  |  | Addition / Deduction | Addition / Deduction Values | Currency Convertion against each Item | Quoted Currency in INR / Other Currency | BASIC RATE In Figures To be entered by the Bidder Rs. P | Excise Duty | VAT | Freight Charges ( Unloading & Stacking) | Any Other Taxes/Duties/Levies |  |  | Other Taxes 2 | IIIrd Party i.e DGS&D / RITES etc Inspection Charges @0.34%+Service Tax | Less for Cenvat Credit,if any respect of Supplies Under full Excise Duty Category | [30 empty] | TOTAL AMOUNT With Taxes | TOTAL AMOUNT With Taxes | TOTAL AMOUNT In Words
1 | 2 | 3 | 4 | 5 | 6 | 7 | 8 | 9 | 10 | 11 | 12 | 13 | 14 | 15 | 16 | 17 | 18 | 19 | 20 | 21 | 22 | 23 | 24 | 25 | 26 | 27 | 28 | 29 | 30 | 31 | 32 | 33 | 34 | 35 | 36 | 37 | 38 | 39 | 40 | 41 | 42 | 43 | 44 | 45 | 46 | 47 | 48 | 49 | 50 | 51 | 52 | 53 | 54 | 55
1 | Civil works | BI01010001010000000000000515BI0100001112 | [55 empty] | 1 | Construction of chamber for 100mm sluices valve | item1 | 10 | 1 Nos
2 | Surface Dressing of the ground in any kind of soil including removing vegetation inequalities not exceeding 15 cm depth and disposal of the rubbish within a lead upto 75 m as directed. | BI01010001010000000000000515BI0100001113 | 926.03 | Sqm. | 11.31 |  |  | Excess(+) | 1 | Full Conversion | INR | [40 empty] | 10473.4 | 10473.4 | INR Ten Thousand Four Hundred & Seventy Three and Paise Forty Only | 10 | 11.31 | 9260.3 | 2 | Construction of chamber for 100mm sluices valve | item3 | 10 | Nos
3 | Earth work in excavation of foundation trenches of drains, in all sorts of soil (including mixed soil but excluding laterite or sandstone) including removing spreading or stacking the spoils with in a lead of 75m. As directed. The item includes necessary trim-ming the sides of trenches, levelling, dressing and ramming the bottom, bailing out water etc. as required complete. Depth of excavation not execeeding 1,500 mm | BI01010001010000000000000515BI0100001114 | 946.15 | CuM. | 134.92 |  |  | Excess(+) | 1 | Full Conversion | INR | [40 empty] | 127654.56 | 127654.56 | INR One Lakh Twenty Seven Thousand Six Hundred & Fifty Four and Paise Fifty Six Only | 119.27 | 134.92 | 112847.31 | 3 | Supplying, Conveying and fixing spls. Including ea | item4 | 10 | Nos
4 | Depth of Excavation for additional depth beyond1500 mm and upto 3000 mm but not requiring Shoring | BI01010001010000000000000515BI0100001115 | 315 | CuM. | 217.62 |  |  | Excess(+) | 1 | Full Conversion | INR | [40 empty] | 68550.3 | 68550.3 | INR Sixty Eight Thousand Five Hundred & Fifty and Paise Thirty Only | 192.38 | 217.62 | 60599.7 | 1.01 | Supplying, Conveying and fixing spls. Including eart | item1 | 123.223 | Nos
5 | Earth work in filling in foundation trenches or plinth with good earth, in layer not exceeding 150mm including watering and ramming etc. layer by layer complete a) With earth obtained from excavation of foundation. | BI01010001010000000000000515BI0100001116 | 640.09 | CuM. | 87.71 |  |  | Excess(+) | 1 | Full Conversion | INR | [40 empty] | 56142.29 | 56142.29 | INR Fifty Six Thousand One Hundred & Forty Two and Paise Twenty Nine Only | 77.54 | 87.71 | 49632.58 | 1.02 | Construction of chamber for 100mm sluice plates | item2 | 213 | Nos
6 | (A) Filling in foundation or plinth by silver sand in layers not exceeding 150 mm as directed and consolidating the same by thorough saturation with water, ramming complete including the cost of supply of sand. (payment to be made on measurement of finished quantity) .(B) Do - by fine sand | BI01010001010000000000000515BI0100001117 | 462.52 | CuM. | 805.2 |  |  | Excess(+) | 1 | Full Conversion | INR | [40 empty] | 372421.1 | 372421.1 | INR Three Lakh Seventy Two Thousand Four Hundred & Twenty One and Paise Ten Only | 711.81 | 805.2 | 329226.36 | 2 | Construction of chamber for 100mm sluices valve | item3 | 10 | Nos
7 | Single brick flat soling of picked jhama bricks including ramming and dressing bed to proper level, and filling joints with powered or local sand. | BI01010001010000000000000515BI0100001118 | 869.25 | SqM | 393.66 |  |  | Excess(+) | 1 | Full Conversion | INR | [40 empty] | 342188.96 | 342188.96 | INR Three Lakh Forty Two Thousand One Hundred & Eighty Eight and Paise Ninety Six Only | 348 | 393.66 | 302499 | 3 | Supplying, Conveying and fixing spls. Including ea | item4 | 10 | Nos
8 | Ordinary Cement concrete (mix 1:2:4) with graded stone chips (20 mm nominal size) excluding shuttering and reinforcement,if any, in ground floor as per relevant IS codes.a) Pakur Variety | BI01010001010000000000000515BI0100001119 | 114.38 | Cum | 6424.24 |  |  | Excess(+) | 1 | Full Conversion | INR | [40 empty] | 734804.57 | 734804.57 | INR Seven Lakh Thirty Four Thousand Eight Hundred & Four and Paise Fifty Seven Only | 5679.14 | 6424.24 | 649580.03 | 1.01 | Supplying, Conveying and fixing spls. Including eart | item1 | 123.223 | Nos
9 | Controlled Cement concrete with well graded stone chips (20 mm nominal size) excluding shuttering and reinforcement with complete design of concrete as per IS : 456 and relevant special publications, submission of job mix formula after preliminary mix design after testing of concrete cubes as per direction of Engineer-in charge. Consumption of cement will not be less than 300 Kg of cement with Super plasticiser per cubic meter of controlled concrete but actual consumption will be determined on the basis of preliminary test and job mix foumula. In round floor and foundation.[using concrete mixture] (b) M 25 Grade GROUND FLOOR | BI01010001010000000000000515BI0100001120 | 470.54 | CuM. | 7618.22 |  |  | Excess(+) | 1 | Full Conversion | INR | [40 empty] | 3584677.24 | 3584677.24 | INR Thirty Five Lakh Eighty Four Thousand Six Hundred & Seventy Seven and Paise Twenty Four Only | 6734.64 | 7618.22 | 3168917.51
10 | Controlled Cement concrete with well graded stone chips (20 mm nominal size) excluding shuttering and reinforcement with complete design of concrete as per IS : 456 and relevant special publications, submission of job mix formula after preliminary mix design after testing of concrete cubes as per direction of Engineer-in charge. Consumption of cement will not be less than 300 Kg of cement with Super plasticiser per cubic meter of controlled concrete but actual consumption will be determined on the basis of preliminary test and job mix foumula. In round floor and foundation.[using concrete mixture] (b) M 25 Grade FIRST FLOOR | BI01010001010000000000000515BI0100001121 | 152.02 | CuM. | 7725.69 |  |  | Excess(+) | 1 | Full Conversion | INR | [40 empty] | 1174459.39 | 1174459.39 | INR Eleven Lakh Seventy Four Thousand Four Hundred & Fifty Nine and Paise Thirty Nine Only | 6829.64 | 7725.69 | 1038241.87
11 | Controlled Cement concrete with well graded stone chips (20 mm nominal size) excluding shuttering and reinforcement with complete design of concrete as per IS : 456 and relevant special publications, submission of job mix formula after preliminary mix design after testing of concrete cubes as per direction of Engineer-in charge. Consumption of cement will not be less than 300 Kg of cement with Super plasticiser per cubic meter of controlled concrete but actual consumption will be determined on the basis of preliminary test and job mix foumula. In round floor and foundation.[using concrete mixture] (b) M 25 Grade SECOND FLOOR &MUMTY ROOM | BI01010001010000000000000515BI0100001122 | 50.009 | CuM. | 7833.15 |  |  | Excess(+) | 1 | Full Conversion | INR | [40 empty] | 391728 | 391728 | INR Three Lakh Ninety One Thousand Seven Hundred & Twenty Eight Only | 6924.64 | 7833.15 | 346294.32
12 | Hire and labour charges for shuttering with centreing and necessary staging up to 4m using approved stout props thick hard wood planks of approved thickness with required bracing for concrete slabs, beams, columns, linteles curved or straight including fitting, fixing and striking out after complition of works upto roof og GF (c) Steel shuttering or 9 to 12 mm thick approved quality ply board shuttering in any concrete work GROUND FLOOR | BI01010001010000000000000515BI0100001123 | 2740.8 | SqM. | 406.1 |  |  | Excess(+) | 1 | Full Conversion | INR | [40 empty] | 1113038.88 | 1113038.88 | INR Eleven Lakh Thirteen Thousand &Thirty Eight and Paise Eighty Eight Only | 359 | 406.1 | 983947.2
13 | Hire and labour charges for shuttering with centreing and necessary staging up to 4m using approved stout props thick hard wood planks of approved thickness with required bracing for concrete slabs, beams, columns, linteles curved or straight including fitting, fixing and striking out after complition of works upto roof og GF (c) Steel shuttering or 9 to 12 mm thick approved quality ply board shuttering in any concrete work FIRST FLOOR | BI01010001010000000000000515BI0100001124 | 1266.81 | SqM. | 426.46 |  |  | Excess(+) | 1 | Full Conversion | INR | [40 empty] | 540243.79 | 540243.79 | INR Five Lakh Forty Thousand Two Hundred & Forty Three and Paise Seventy Nine Only | 377 | 426.46 | 477587.37
14 | Hire and labour charges for shuttering with centreing and necessary staging up to 4m using approved stout props thick hard wood planks of approved thickness with required bracing for concrete slabs, beams, columns, linteles curved or straight including fitting, fixing and striking out after complition of works upto roof og GF (c) Steel shuttering or 9 to 12 mm thick approved quality ply board shuttering in any concrete work SECOND FLOOR &MUMTY ROOM | BI01010001010000000000000515BI0100001125 | 56.042 | SqM. | 446.82 |  |  | Excess(+) | 1 | Full Conversion | INR | [40 empty] | 25040.69 | 25040.69 | INR Twenty Five Thousand &Forty and Paise Sixty Nine Only | 395 | 446.82 | 22136.59
15 | Reinforcement for reinforced concrete work in all sorts structure including distribution bars, stirrups, binders etc. including of rods initial straightening and removal of loose rust (if necessary), cutting to requisite length , hooking and bending with 16 gauge black annealed wire at every inter section, complete as per drawing and direction. For work in foundation,basement and and upto roof of/upto 4m For SAIL/TATA/RINL i) Tor steel/Mild Steel GROUND FLOOR | BI01010001010000000000000515BI0100001126 | 47.885 | M.T. | 80619.49 |  |  | Excess(+) | 1 | Full Conversion | INR | [40 empty] | 3860464.28 | 3860464.28 | INR Thirty Eight Lakh Sixty Thousand Four Hundred & Sixty Four and Paise Twenty Eight Only | 71269 | 80619.49 | 3412716.07
16 | Reinforcement for reinforced concrete work in all sorts structure including distribution bars, stirrups, binders etc. including of rods initial straightening and removal of loose rust (if necessary), cutting to requisite length , hooking and bending with 16 gauge black annealed wire at every inter section, complete as per drawing and direction. For work in foundation,basement and and upto roof of/upto 4m For SAIL/TATA/RINL i) Tor steel/Mild Steel FIRST FLOOR | BI01010001010000000000000515BI0100001127 | 18 | M.T. | 81105.91 |  |  | Excess(+) | 1 | Full Conversion | INR | [40 empty] | 1459906.38 | 1459906.38 | INR Fourteen Lakh Fifty Nine Thousand Nine Hundred & Six and Paise Thirty Eight Only | 71699 | 81105.91 | 1290582
17 | Reinforcement for reinforced concrete work in all sorts structure including distribution bars, stirrups, binders etc. including of rods initial straightening and removal of loose rust (if necessary), cutting to requisite length , hooking and bending with 16 gauge black annealed wire at every inter section, complete as per drawing and direction. For work in foundation,basement and and upto roof of/upto 4m For SAIL/TATA/RINL i) Tor steel/Mild Steel SECOND FLOOR &MUMTY ROOM | BI01010001010000000000000515BI0100001128 | 6.2 | M.T. | 81592.32 |  |  | Excess(+) | 1 | Full Conversion | INR | [40 empty] | 505872.38 | 505872.38 | INR Five Lakh Five Thousand Eight Hundred & Seventy Two and Paise Thirty Eight Only | 72129 | 81592.32 | 447199.8
18 | Brick work with 1st class bricks in cement mortar (1:6) GL TO PL (a) In foundation and plinth | BI01010001010000000000000515BI0100001129 | 89.65 | CuM. | 5879.98 |  |  | Excess(+) | 1 | Full Conversion | INR | [40 empty] | 527140.21 | 527140.21 | INR Five Lakh Twenty Seven Thousand One Hundred & Forty and Paise Twenty One Only | 5198 | 5879.98 | 466000.7
19 | Brick work with 1st class bricks in cement mortar (1:6) in Super Structure ,Ground Floor | BI01010001010000000000000515BI0100001130 | 183.54 | CuM. | 6131.1 |  |  | Excess(+) | 1 | Full Conversion | INR | [40 empty] | 1125302.09 | 1125302.09 | INR Eleven Lakh Twenty Five Thousand Three Hundred & Two and Paise Nine Only | 5420 | 6131.1 | 994786.8
20 | Brick work with 1st class bricks in cement mortar (1:6) in FIRST FLOOR | BI01010001010000000000000515BI0100001131 | 100.189 | CuM. | 6256.67 |  |  | Excess(+) | 1 | Full Conversion | INR | [40 empty] | 626849.51 | 626849.51 | INR Six Lakh Twenty Six Thousand Eight Hundred & Forty Nine and Paise Fifty One Only | 5531 | 6256.67 | 554145.36
21 | Brick work with 1st class bricks in cement mortar (1:6) in SECOND FLOOR &MUMTY ROOM | BI01010001010000000000000515BI0100001132 | 34.33 | CuM. | 6382.23 |  |  | Excess(+) | 1 | Full Conversion | INR | [40 empty] | 219101.96 | 219101.96 | INR Two Lakh Nineteen Thousand One Hundred & One and Paise Ninety Six Only | 5642 | 6382.23 | 193689.86
22 | 125 mm. thick brick work with 1st class bricks in cement mortar (1:4)in GROUND FLOOR | BI01010001010000000000000515BI0100001133 | 513.77 | SqM | 805.41 |  |  | Excess(+) | 1 | Full Conversion | INR | [40 empty] | 413795.5 | 413795.5 | INR Four Lakh Thirteen Thousand Seven Hundred & Ninety Five and Paise Fifty Only | 712 | 805.41 | 365804.24
23 | 125 mm. thick brick work with 1st class bricks in cement mortar (1:4)in FIRST FLOOR | BI01010001010000000000000515BI0100001134 | 516.544 | SqM | 818.99 |  |  | Excess(+) | 1 | Full Conversion | INR | [40 empty] | 423044.37 | 423044.37 | INR Four Lakh Twenty Three Thousand &Forty Four and Paise Thirty Seven Only | 724 | 818.99 | 373977.86
24 | 125 mm. thick brick work with 1st class bricks in cement mortar (1:4)in SECOND FLOOR &MUMTY ROOM | BI01010001010000000000000515BI0100001135 | 145.25 | SqM | 832.56 |  |  | Excess(+) | 1 | Full Conversion | INR | [40 empty] | 120929.34 | 120929.34 | INR One Lakh Twenty Thousand Nine Hundred & Twenty Nine and Paise Thirty Four Only | 736 | 832.56 | 106904
25 | 25mm. thick damp proof course with cement concrete with stone chips (1:1.5:3) [with graded stone aggregate 10 mm nominal size] and admixture of water proofing compound as per manufacturer's specification followed by two coat of polymer based paint, (1st coat after 4 to 5 days of concrete laying and 2 nd coat just before brick masonry work) as directed (cost of water proofing compound & polymer based paint to be paid separately).( Chequering not required over concrete or painted surface). [Note: - Waterproofing as per item NO 9, polymer based paint as per item 8 (a) of Section (C). | BI01010001010000000000000515BI0100001136 | 182.37 | SqM | 210.4 |  |  | Excess(+) | 1 | Full Conversion | INR | [40 empty] | 38370.65 | 38370.65 | INR Thirty Eight Thousand Three Hundred & Seventy and Paise Sixty Five Only | 186 | 210.4 | 33920.82
26 | Labour for Chipping of concrete surface before taking up Plastering work. | BI01010001010000000000000515BI0100001137 | 2891.32 | SqM | 23.76 |  |  | Excess(+) | 1 | Full Conversion | INR | [40 empty] | 68697.76 | 68697.76 | INR Sixty Eight Thousand Six Hundred & Ninety Seven and Paise Seventy Six Only | 21 | 23.76 | 60717.72
27 | Wood work in door and window frame fitted and fixed in position complete including a protective coat of painting at the contact surface of the frame exluding cost of concrete, Iron Butt Hinges and M.S clamps. (The quantum should be correted upto three decimals). Sal : Sal Malayasian GROUND FLOOR | BI01010001010000000000000515BI0100001138 | 0.784 | CuM. | 85487.05 |  |  | Excess(+) | 1 | Full Conversion | INR | [40 empty] | 67021.85 | 67021.85 | INR Sixty Seven Thousand &Twenty One and Paise Eighty Five Only | 75572 | 85487.05 | 59248.45
28 | Wood work in door and window frame fitted and fixed in position complete including a protective coat of painting at the contact surface of the frame exluding cost of concrete, Iron Butt Hinges and M.S clamps. (The quantum should be correted upto three decimals). Sal : Sal Malayasian FIRST FLOOR | BI01010001010000000000000515BI0100001139 | 0.644 | CuM. | 85713.29 |  |  | Excess(+) | 1 | Full Conversion | INR | [40 empty] | 55199.36 | 55199.36 | INR Fifty Five Thousand One Hundred & Ninety Nine and Paise Thirty Six Only | 75772 | 85713.29 | 48797.17
29 | Wood work in door and window frame fitted and fixed in position complete including a protective coat of painting at the contact surface of the frame exluding cost of concrete, Iron Butt Hinges and M.S clamps. (The quantum should be correted upto three decimals). Sal : Sal Malayasian SECOND FLOOR&MUMTY | BI01010001010000000000000515BI0100001140 | 0.162 | CuM. | 85939.53 |  |  | Excess(+) | 1 | Full Conversion | INR | [40 empty] | 13922.2 | 13922.2 | INR Thirteen Thousand Nine Hundred & Twenty Two and Paise Twenty Only | 75972 | 85939.53 | 12307.46
30 | Supplying solid flush type doors of commercial quality, the timber frame consisting of top and bottom rails and side styles of well seasoned timber 65mm wideeach and the entire frame fitted with 37.5mm wide battens places both ways in order to make the door of solid core and internal lipping with Garjan or similar wood veneerscomplete, including fitting, fixing shutters inposition but excluding the cost of hinges andother fittings in ground floor.(a) 35 mm thick shutters (single leaf) GROUND FLOOR | BI01010001010000000000000515BI0100001141 | 39.082 | SqM | 3007.86 |  |  | Excess(+) | 1 | Full Conversion | INR | [40 empty] | 117553.18 | 117553.18 | INR One Lakh Seventeen Thousand Five Hundred & Fifty Three and Paise Eighteen Only | 2659 | 3007.86 | 103919.04
31 | Supplying solid flush type doors of commercial quality, the timber frame consisting of top and bottom rails and side styles of well seasoned timber 65mm wideeach and the entire frame fitted with 37.5mm wide battens places both ways in order to make the door of solid core and internal lipping with Garjan or similar wood veneerscomplete, including fitting, fixing shutters inposition but excluding the cost of hinges andother fittings in ground floor.(a) 35 mm thick shutters (single leaf) FIRST FLOOR | BI01010001010000000000000515BI0100001142 | 32.918 | SqM | 3023.7 |  |  | Excess(+) | 1 | Full Conversion | INR | [40 empty] | 99534.16 | 99534.16 | INR Ninety Nine Thousand Five Hundred & Thirty Four and Paise Sixteen Only | 2673 | 3023.7 | 87989.81
32 | Supplying solid flush type doors of commercial quality, the timber frame consisting of top and bottom rails and side styles of well seasoned timber 65mm wideeach and the entire frame fitted with 37.5mm wide battens places both ways in order to make the door of solid core and internal lipping with Garjan or similar wood veneerscomplete, including fitting, fixing shutters inposition but excluding the cost of hinges andother fittings in ground floor.(a) 35 mm thick shutters (single leaf) SECOND FLOOR&MUMTY | BI01010001010000000000000515BI0100001143 | 8.559 | SqM | 3039.53 |  |  | Excess(+) | 1 | Full Conversion | INR | [40 empty] | 26015.34 | 26015.34 | INR Twenty Six Thousand &Fifteen and Paise Thirty Four Only | 2687 | 3039.53 | 22998.03
33 | Plaster (to wall, floor, ceiling etc.) with sand and cement mortar including rounding off or chamfering corners as directed and raking out joints including throating, nosing and drip course, scaffolding/staging where necessary (Ground floor).[Excluding cost of chipping over concrete surface] (ii) With 1:4 cement mortar ,b) 10 mm thick plaster. Ceiling Plaster GROUND FLOOR | BI01010001010000000000000515BI0100001144 | 583.78 | SqM | 141.4 |  |  | Excess(+) | 1 | Full Conversion | INR | [40 empty] | 82546.49 | 82546.49 | INR Eighty Two Thousand Five Hundred & Forty Six and Paise Forty Nine Only | 125 | 141.4 | 72972.5
34 | Plaster (to wall, floor, ceiling etc.) with sand and cement mortar including rounding off or chamfering corners as directed and raking out joints including throating, nosing and drip course, scaffolding/staging where necessary (Ground floor).[Excluding cost of chipping over concrete surface] (ii) With 1:4 cement mortar ,b) 10 mm thick plaster. Ceiling Plaster FIRST FLOOR | BI01010001010000000000000515BI0100001145 | 461.04 | SqM | 145.92 |  |  | Excess(+) | 1 | Full Conversion | INR | [40 empty] | 67274.96 | 67274.96 | INR Sixty Seven Thousand Two Hundred & Seventy Four and Paise Ninety Six Only | 129 | 145.92 | 59474.16
35 | Plaster (to wall, floor, ceiling etc.) with sand and cement mortar including rounding off or chamfering corners as directed and raking out joints including throating, nosing and drip course, scaffolding/staging where necessary (Ground floor).[Excluding cost of chipping over concrete surface] (ii) c/ With 1:4 cement mortar ,b) 10 mm thick plaster. Ceiling Plaster SECOND FLOOR&MUMTY | BI01010001010000000000000515BI0100001146 | 140.653 | SqM | 150.45 |  |  | Excess(+) | 1 | Full Conversion | INR | [40 empty] | 21161.24 | 21161.24 | INR Twenty One Thousand One Hundred & Sixty One and Paise Twenty Four Only | 133 | 150.45 | 18706.85
36 | Plaster (to wall, floor, ceiling etc.) with sand and cement mortar including rounding off or chamfering corners as directed and raking out joints including throating, nosing and drip course, scaffolding/staging where necessary (Ground floor).[Excluding cost of chipping over concrete surface] With 1:6 cement mortar a) 20mm thick plaster OUTSIDE GROUND FLOOR | BI01010001010000000000000515BI0100001147 | 2280.09 | SqM | 179.86 |  |  | Excess(+) | 1 | Full Conversion | INR | [40 empty] | 410096.99 | 410096.99 | INR Four Lakh Ten Thousand &Ninety Six and Paise Ninety Nine Only | 159 | 179.86 | 362534.31
37 | Plaster (to wall, floor, ceiling etc.) with sand and cement mortar including rounding off or chamfering corners as directed and raking out joints including throating, nosing and drip course, scaffolding/staging where necessary (Ground floor).[Excluding cost of chipping over concrete surface] With 1:6 cement mortar a) 20mm thick plaster OUTSIDE FIRST FLOOR | BI01010001010000000000000515BI0100001148 | 500.37 | SqM | 184.39 |  |  | Excess(+) | 1 | Full Conversion | INR | [40 empty] | 92263.22 | 92263.22 | INR Ninety Two Thousand Two Hundred & Sixty Three and Paise Twenty Two Only | 163 | 184.39 | 81560.31
38 | Plaster (to wall, floor, ceiling etc.) with sand and cement mortar including rounding off or chamfering corners as directed and raking out joints including throating, nosing and drip course, scaffolding/staging where necessary (Ground floor).[Excluding cost of chipping over concrete surface] With 1:6 cement mortar a) 20mm thick plaster OUTSIDE SECOND FLOOR&MUMTY | BI01010001010000000000000515BI0100001149 | 565.57 | SqM | 188.91 |  |  | Excess(+) | 1 | Full Conversion | INR | [40 empty] | 106841.83 | 106841.83 | INR One Lakh Six Thousand Eight Hundred & Forty One and Paise Eighty Three Only | 167 | 188.91 | 94450.19
39 | Plaster (to wall, floor, ceiling etc.) with sand and cement mortar including rounding off or chamfering corners as directed and raking out joints including throating, nosing and drip course, scaffolding/staging where necessary (Ground floor).[Excluding cost of chipping over concrete surface] With 1:6 cement mortar b) 15mm thick plaster INSIDE GROUND FLOOR | BI01010001010000000000000515BI0100001150 | 1418.2 | SqM | 157.24 |  |  | Excess(+) | 1 | Full Conversion | INR | [40 empty] | 222997.77 | 222997.77 | INR Two Lakh Twenty Two Thousand Nine Hundred & Ninety Seven and Paise Seventy Seven Only | 139 | 157.24 | 197129.8
40 | Plaster (to wall, floor, ceiling etc.) with sand and cement mortar including rounding off or chamfering corners as directed and raking out joints including throating, nosing and drip course, scaffolding/staging where necessary (Ground floor).[Excluding cost of chipping over concrete surface] With 1:6 cement mortar b) 15mm thick plaster INSIDE FIRST FLOOR | BI01010001010000000000000515BI0100001151 | 1418.82 | SqM | 161.76 |  |  | Excess(+) | 1 | Full Conversion | INR | [40 empty] | 229508.32 | 229508.32 | INR Two Lakh Twenty Nine Thousand Five Hundred & Eight and Paise Thirty Two Only | 143 | 161.76 | 202891.26
41 | Plaster (to wall, floor, ceiling etc.) with sand and cement mortar including rounding off or chamfering corners as directed and raking out joints including throating, nosing and drip course, scaffolding/staging where necessary (Ground floor).[Excluding cost of chipping over concrete surface] With 1:6 cement mortar b) 15mm thick plaster INSIDE SECOND FLOOR&MUMTY | BI01010001010000000000000515BI0100001152 | 362.88 | SqM | 166.29 |  |  | Excess(+) | 1 | Full Conversion | INR | [40 empty] | 60343.32 | 60343.32 | INR Sixty Thousand Three Hundred & Forty Three and Paise Thirty Two Only | 147 | 166.29 | 53343.36
42 | Neat cement punning about 1.5mm thick in wall, dado, window sill, floor etc. NOTE:Cement 0.152 cu.m per100 sq.m. | BI01010001010000000000000515BI0100001153 | 586.96 | SqM | 38.46 |  |  | Excess(+) | 1 | Full Conversion | INR | [40 empty] | 22574.48 | 22574.48 | INR Twenty Two Thousand Five Hundred & Seventy Four and Paise Forty Eight Only | 34 | 38.46 | 19956.64
43 | Rendering the Surface of walls and ceiling with White Cement base WATER PROOF wall putty of approved make & brand.(1.5 mm thick) Ground Floor (Internal surface) | BI01010001010000000000000515BI0100001154 | 744.38 | SqM | 138.01 |  |  | Excess(+) | 1 | Full Conversion | INR | [40 empty] | 102731.88 | 102731.88 | INR One Lakh Two Thousand Seven Hundred & Thirty One and Paise Eighty Eight Only | 122 | 138.01 | 90814.36
44 | Rendering the Surface of walls and ceiling with White Cement base WATER PROOF wall putty of approved make & brand.(1.5 mm thick) FIRST FLOOR (Internal surface) | BI01010001010000000000000515BI0100001155 | 791.12 | SqM | 138.01 |  |  | Excess(+) | 1 | Full Conversion | INR | [40 empty] | 109182.47 | 109182.47 | INR One Lakh Nine Thousand One Hundred & Eighty Two and Paise Forty Seven Only | 122 | 138.01 | 96516.64
45 | Rendering the Surface of walls and ceiling with White Cement base WATER PROOF wall putty of approved make & brand.(1.5 mm thick) SECOND FLOOR & Mumty (Internal surface) | BI01010001010000000000000515BI0100001156 | 445.4 | SqM | 138.01 |  |  | Excess(+) | 1 | Full Conversion | INR | [40 empty] | 61469.65 | 61469.65 | INR Sixty One Thousand Four Hundred & Sixty Nine and Paise Sixty Five Only | 122 | 138.01 | 54338.8
46 | Applying Interior grade Acrylic Primer of approved quality and brand on plastered or cencrete surface old or new surface to receive Distemper/ Acrylic emulsion paint including scraping and preparing the surface throughly, complete as per manufacturer's specification and as per direction of the EIC. (b) Two Coats i) Water based interior grade Acrylic Primer All Floor | BI01010001010000000000000515BI0100001157 | 4385.373 | SqM | 50 |  |  | Excess(+) | 1 | Full Conversion | INR | [40 empty] | 219268.65 | 219268.65 | INR Two Lakh Nineteen Thousand Two Hundred & Sixty Eight and Paise Sixty Five Only | 44.2 | 50 | 193833.49
47 | Acrylic Distemper to interior wall, ceiling with a coat of solvent based interior grade acrylic primer (as per manufacturer's specification) including cleaning and smoothning of surface. Two Coats All Floor | BI01010001010000000000000515BI0100001158 | 4385.373 | SqM | 79.18 |  |  | Excess(+) | 1 | Full Conversion | INR | [40 empty] | 347233.83 | 347233.83 | INR Three Lakh Forty Seven Thousand Two Hundred & Thirty Three and Paise Eighty Three Only | 70 | 79.18 | 306976.11
48 | Applying Exterior grade Acrylic primer of approved quality and brand on plastered or cencrete surface old or new surface to receive decorative textured(matt finish) or smooth finish acrylic exterior emulsion paint including scraping and preparing the surface throughly, complete as per manufacturer's specification and as per direction of the EIC. (b) Two Coats Ground Floor (External surface) | BI01010001010000000000000515BI0100001159 | 807.64 | SqM | 51.02 |  |  | Excess(+) | 1 | Full Conversion | INR | [40 empty] | 41205.79 | 41205.79 | INR Forty One Thousand Two Hundred & Five and Paise Seventy Nine Only | 45.1 | 51.02 | 36424.56
49 | Applying Exterior grade Acrylic primer of approved quality and brand on plastered or cencrete surface old or new surface to receive decorative textured(matt finish) or smooth finish acrylic exterior emulsion paint including scraping and preparing the surface throughly, complete as per manufacturer's specification and as per direction of the EIC. (b) Two Coats FIRST FLOOR (External surface) | BI01010001010000000000000515BI0100001160 | 475.35 | SqM | 51.82 |  |  | Excess(+) | 1 | Full Conversion | INR | [40 empty] | 24632.64 | 24632.64 | INR Twenty Four Thousand Six Hundred & Thirty Two and Paise Sixty Four Only | 45.81 | 51.82 | 21775.78
50 | Applying Exterior grade Acrylic primer of approved quality and brand on plastered or cencrete surface old or new surface to receive decorative textured(matt finish) or smooth finish acrylic exterior emulsion paint including scraping and preparing the surface throughly, complete as per manufacturer's specification and as per direction of the EIC. (b) Two Coats SECOND FLOOR & Mumty (External surface) | BI01010001010000000000000515BI0100001161 | 565.57 | SqM | 52.62 |  |  | Excess(+) | 1 | Full Conversion | INR | [40 empty] | 29760.29 | 29760.29 | INR Twenty Nine Thousand Seven Hundred & Sixty and Paise Twenty Nine Only | 46.52 | 52.62 | 26310.32
51 | Protective and Decorative Acrylic exterior emulsion paint of approved quality, as per manufacturer's specification and as per direction of EIC to be applied over acrylic primer as required. The rate includes cost of material, labour, scaffolding and all incidental charges but excluding the cost of primer b) Premium 100% Acrylic Emulsion (b) Two Coats Ground Floor (External surface) | BI01010001010000000000000515BI0100001162 | 807.64 | SqM | 95.02 |  |  | Excess(+) | 1 | Full Conversion | INR | [40 empty] | 76741.95 | 76741.95 | INR Seventy Six Thousand Seven Hundred & Forty One and Paise Ninety Five Only | 84 | 95.02 | 67841.76
52 | Protective and Decorative Acrylic exterior emulsion paint of approved quality, as per manufacturer's specification and as per direction of EIC to be applied over acrylic primer as required. The rate includes cost of material, labour, scaffolding and all incidental charges but excluding the cost of primer b) Premium 100% Acrylic Emulsion (b) Two Coats FIRST FLOOR (External surface) | BI01010001010000000000000515BI0100001163 | 475.35 | SqM | 95.82 |  |  | Excess(+) | 1 | Full Conversion | INR | [40 empty] | 45548.04 | 45548.04 | INR Forty Five Thousand Five Hundred & Forty Eight and Paise Four Only | 84.71 | 95.82 | 40266.9
53 | Protective and Decorative Acrylic exterior emulsion paint of approved quality, as per manufacturer's specification and as per direction of EIC to be applied over acrylic primer as required. The rate includes cost of material, labour, scaffolding and all incidental charges but excluding the cost of primer b) Premium 100% Acrylic Emulsion (b) Two Coats SECOND FLOOR & Mumty (External surface) | BI01010001010000000000000515BI0100001164 | 565.57 | SqM | 96.63 |  |  | Excess(+) | 1 | Full Conversion | INR | [40 empty] | 54651.03 | 54651.03 | INR Fifty Four Thousand Six Hundred & Fifty One and Paise Three Only | 85.42 | 96.63 | 48310.99
54 | Cement washing including cleaning and smoothening surface thoroughly (cement to be used @15 kg./100 sq.m. of surface for one coat and @25 kg./100 sq.m of surface for two coats): External surface (Ground Floor) | BI01010001010000000000000515BI0100001165 | 1059.2 | SqM | 16.11 |  |  | Excess(+) | 1 | Full Conversion | INR | [40 empty] | 17063.71 | 17063.71 | INR Seventeen Thousand &Sixty Three and Paise Seventy One Only | 14.24 | 16.11 | 15083.01
55 | Applying decorative cement based paint of approved quality after preparing the surface including scraping the same thoroughly (plastered or concrete surface) as per manufacturer's specification. Two coats. Ground Floor(external surface) | BI01010001010000000000000515BI0100001166 | 1059.2 | SqM | 55.43 |  |  | Excess(+) | 1 | Full Conversion | INR | [40 empty] | 58711.46 | 58711.46 | INR Fifty Eight Thousand Seven Hundred & Eleven and Paise Forty Six Only | 49 | 55.43 | 51900.8
56 | Primming One coat on Timber or Plaster surface with Synthetic Oil bound Primer of approved Quality inclusing smooting surface by sand Papering etc | BI01010001010000000000000515BI0100001167 | 85 | SqM | 42.99 |  |  | Excess(+) | 1 | Full Conversion | INR | [40 empty] | 3654.15 | 3654.15 | INR Three Thousand Six Hundred & Fifty Four and Paise Fifteen Only | 38 | 42.99 | 3230
57 | (A) Painting with best quality synthetic enamel paint of approved make and brand including smoothening surface by sand papering etc. including using of approved putty etc. on the surface, if necessary : (a) On timber or plastered surface :With super gloss (hi-gloss) -(iv) Two coats (with any shade except white) | BI01010001010000000000000515BI0100001168 | 85 | SqM | 91.63 |  |  | Excess(+) | 1 | Full Conversion | INR | [40 empty] | 7788.55 | 7788.55 | INR Seven Thousand Seven Hundred & Eighty Eight and Paise Fifty Five Only | 81 | 91.63 | 6885
58 | (b) Priming one coat on steel or other metal surface with synthetic oil bound primer of approved quality including smoothening surfaces by sand papering etc. | BI01010001010000000000000515BI0100001169 | 145 | SqM | 32.8 |  |  | Excess(+) | 1 | Full Conversion | INR | [40 empty] | 4756 | 4756 | INR Four Thousand Seven Hundred & Fifty Six Only | 29 | 32.8 | 4205
59 | A) Painting with best quality synthetic enamel paint of approved make and brand including smoothening surface by sand papering etc. including using of approved putty etc. on the surface, if necessary b) iv) On Steel and other Metal Surface Two coat with any shade except white | BI01010001010000000000000515BI0100001170 | 145 | SqM | 89.36 |  |  | Excess(+) | 1 | Full Conversion | INR | [40 empty] | 12957.2 | 12957.2 | INR Twelve Thousand Nine Hundred & Fifty Seven and Paise Twenty Only | 79 | 89.36 | 11455
60 | Supplying and laying true to line and level vitrified tiles of approved brand (size not less than 600 mm X 600 mm X 10 mm thick) in floor, skirting etc. set in 20 mm sand cement mortar (1:4) and 2 mm thick cement slurry back side of tiles using cement @ 2.91Kg./sqM or using polymerised adhesive (6 mm thick layer applied directly over finished artificial stone floor/Mosaic etc without any backing course) laid after application slurry using 1.75 Kg of cement per sqM below mortar only, joints grouted with admixture of white cement and colouring pigment to match with colour of tiles / epoxy grout materials of approved make as directed and removal of wax coating of top surface of tiles with warm water and polishing the tiles using soft and dry cloth upto mirror finish complete including the cost of materials, labour and all other incidental charges complete true to the manufacturer's specification and direction of Engineer-in-Charge.(White cement, synthetic adhesive and grout material to be supplied by the contrr]e) I (B) Light Colour Ground floor (I) With application slurry @1.75 kg/ Sq.m, 20 mm sand cement mortar (1:4) & 2 mm thick cement slurry at back side of tiles, 0.2 kg/ Sq.m white cement for joint filling with pigment. (B) Light Colour . Ground floor | BI01010001010000000000000515BI0100001171 | 19.45 | SqM | 1433.23 |  |  | Excess(+) | 1 | Full Conversion | INR | [40 empty] | 27876.32 | 27876.32 | INR Twenty Seven Thousand Eight Hundred & Seventy Six and Paise Thirty Two Only | 1267 | 1433.23 | 24643.15
61 | 18 mm. to 22 mm. thick, kota stone slab setin 20 mm thick (avg) cement mortar (1:4) infloor, stair & lobby including pointing incement slurry with admixture of pigmentmatching the stone shade, including grinding& polishing as per direction of Engineer - in -charge to match with the existing work.[Slurry for bedding @ 4.4 kg/Sq.m andpointing @2.0 kg/Sq.m]Extra cost of labour for prefinished andpremoulded Nosing to treads of steps, GROUND FLOOR | BI01010001010000000000000515BI0100001172 | 443.51 | SqM | 1140.25 |  |  | Excess(+) | 1 | Full Conversion | INR | [40 empty] | 505712.28 | 505712.28 | INR Five Lakh Five Thousand Seven Hundred & Twelve and Paise Twenty Eight Only | 1008 | 1140.25 | 447058.08
62 | 18 mm. to 22 mm. thick, kota stone slab setin 20 mm thick (avg) cement mortar (1:4) infloor, stair & lobby including pointing incement slurry with admixture of pigmentmatching the stone shade, including grinding& polishing as per direction of Engineer - in -charge to match with the existing work.[Slurry for bedding @ 4.4 kg/Sq.m andpointing @2.0 kg/Sq.m]Extra cost of labour for prefinished andpremoulded Nosing to treads of steps, FIRST FLOOR | BI01010001010000000000000515BI0100001173 | 242.11 | SqM | 1153.82 |  |  | Excess(+) | 1 | Full Conversion | INR | [40 empty] | 279351.36 | 279351.36 | INR Two Lakh Seventy Nine Thousand Three Hundred & Fifty One and Paise Thirty Six Only | 1020 | 1153.82 | 246952.2
63 | 18 mm. to 22 mm. thick, kota stone slab setin 20 mm thick (avg) cement mortar (1:4) infloor, stair & lobby including pointing incement slurry with admixture of pigmentmatching the stone shade, including grinding& polishing as per direction of Engineer - in -charge to match with the existing work.[Slurry for bedding @ 4.4 kg/Sq.m andpointing @2.0 kg/Sq.m]Extra cost of labour for prefinished andpremoulded Nosing to treads of steps, SECOND FLOOR & MUMTY ROOM | BI01010001010000000000000515BI0100001174 | 110.64 | SqM | 1167.4 |  |  | Excess(+) | 1 | Full Conversion | INR | [40 empty] | 129161.14 | 129161.14 | INR One Lakh Twenty Nine Thousand One Hundred & Sixty One and Paise Fourteen Only | 1032 | 1167.4 | 114180.48
64 | Supplying, fitting and fixing 18 mm. to 22mm. thick kota stone slab in wall, dado in 15mm thick [avg] cement mortar (1:3) includingmaking suitable arrangement to hold thestone properly by brass / copper hooksincluding pointing in cement mortar (1:2) (1cement : 2 marble dust) with admixture ofpigments matching the stone shadeincluding grinding and polishing all completeas per direction of Engineer-in-charge including cost of materials, labour, scaffolding, staging, curing complete.[Using cement slurry for bedding @4.4 kg/Sq.m and for jointing @1.8 kg/Sq.m] GROUND FLOOR/KOTA STONE WALL | BI01010001010000000000000515BI0100001175 | 93.23 | SqM | 1297.49 |  |  | Excess(+) | 1 | Full Conversion | INR | [40 empty] | 120964.99 | 120964.99 | INR One Lakh Twenty Thousand Nine Hundred & Sixty Four and Paise Ninety Nine Only | 1147 | 1297.49 | 106934.81
65 | Supplying, fitting and fixing 18 mm. to 22mm. thick kota stone slab in wall, dado in 15mm thick [avg] cement mortar (1:3) includingmaking suitable arrangement to hold thestone properly by brass / copper hooksincluding pointing in cement mortar (1:2) (1cement : 2 marble dust) with admixture ofpigments matching the stone shadeincluding grinding and polishing all completeas per direction of Engineer-in-charge including cost of materials, labour, scaffolding, staging, curing complete.[Using cement slurry for bedding @4.4 kg/Sq.m and for jointing @1.8 kg/Sq.m] FIRST FLOOR/KOTA STONE WALL | BI01010001010000000000000515BI0100001176 | 84.39 | SqM | 1311.06 |  |  | Excess(+) | 1 | Full Conversion | INR | [40 empty] | 110640.35 | 110640.35 | INR One Lakh Ten Thousand Six Hundred & Forty and Paise Thirty Five Only | 1159 | 1311.06 | 97808.01
66 | Supplying, fitting and fixing 18 mm. to 22mm. thick kota stone slab in wall, dado in 15mm thick [avg] cement mortar (1:3) includingmaking suitable arrangement to hold thestone properly by brass / copper hooksincluding pointing in cement mortar (1:2) (1cement : 2 marble dust) with admixture ofpigments matching the stone shadeincluding grinding and polishing all completeas per direction of Engineer-in-charge including cost of materials, labour, scaffolding, staging, curing complete.[Using cement slurry for bedding @4.4 kg/Sq.m and for jointing @1.8 kg/Sq.m] SECOND FLOOR & MUMTY ROOM/KOTA STONE WALL | BI01010001010000000000000515BI0100001177 | 25.79 | SqM | 1324.64 |  |  | Excess(+) | 1 | Full Conversion | INR | [40 empty] | 34162.47 | 34162.47 | INR Thirty Four Thousand One Hundred & Sixty Two and Paise Forty Seven Only | 1171 | 1324.64 | 30200.09
67 | Extra cost of labour for prefinished and premoulded Nosing to treads of steps, railing, window sill etc. of Kota Stone. | BI01010001010000000000000515BI0100001178 | 200 | Mtr | 253.39 |  |  | Excess(+) | 1 | Full Conversion | INR | [40 empty] | 50678 | 50678 | INR Fifty Thousand Six Hundred & Seventy Eight Only | 224 | 253.39 | 44800
68 | Supplying and laying true to line and level Anti-Skid, Full Body, Homogeneous & Granular finish Vitrified Tiles conforming to IS:15622-2006 & IS 4457-2007 and testing shall be made in accordance with IS:13630 [Non- modular sizes for tiles with Skid resistance > 0.5, Mohr's hardness > 5.0, Staining resistance: Class-1, Water Absorption: E < 0.5%], MOR > 35 N/sq.mm in Internal area of building . set in 20 mm sand cement mortar (1:4) and 2 mm thick cement slurry at back side of tiles using cement @ 2.91 Kg./Sqm or using Polymerised Adhesive laid after application slurry using 1.75 Kg of cement per Sqm below mortar only, joints grouted with admixture of white cement and colouring pigment to match with colour of tiles/ epoxy grout materials of approved make as directed and removal of wax coating of top surface of tiles with warm water and polishing the tiles using soft and dry cloth upto mirror finish complete including the cost of materials, labour and all other incidental charges complete true to the manufacturer's specification and direction of E.I.C a) GROUND FLOOR/FLOOR TILES: Sizes-300 mm x300mm x10 mm with breaking strength > 1200 N | BI01010001010000000000000515BI0100001179 | 64.23 | SqM | 1024.87 |  |  | Excess(+) | 1 | Full Conversion | INR | [40 empty] | 65827.4 | 65827.4 | INR Sixty Five Thousand Eight Hundred & Twenty Seven and Paise Forty Only | 906 | 1024.87 | 58192.38
69 | Supplying and laying true to line and level Anti-Skid, Full Body, Homogeneous & Granular finish Vitrified Tiles conforming to IS:15622-2006 & IS 4457-2007 and testing shall be made in accordance with IS:13630 [Non- modular sizes for tiles with Skid resistance > 0.5, Mohr's hardness > 5.0, Staining resistance: Class-1, Water Absorption: E < 0.5%], MOR > 35 N/sq.mm in Internal area of building . set in 20 mm sand cement mortar (1:4) and 2 mm thick cement slurry at back side of tiles using cement @ 2.91 Kg./Sqm or using Polymerised Adhesive laid after application slurry using 1.75 Kg of cement per Sqm below mortar only, joints grouted with admixture of white cement and colouring pigment to match with colour of tiles/ epoxy grout materials of approved make as directed and removal of wax coating of top surface of tiles with warm water and polishing the tiles using soft and dry cloth upto mirror finish complete including the cost of materials, labour and all other incidental charges complete true to the manufacturer's specification and direction of E.I.C b) FIRST FLOOR/FLOOR TILES: Sizes-300 mm x300mm x10 mm with breaking strength > 1200 N | BI01010001010000000000000515BI0100001180 | 59.84 | SqM | 1038.44 |  |  | Excess(+) | 1 | Full Conversion | INR | [40 empty] | 62140.25 | 62140.25 | INR Sixty Two Thousand One Hundred & Forty and Paise Twenty Five Only | 918 | 1038.44 | 54933.12
70 | Supplying and laying true to line and level Anti-Skid, Full Body, Homogeneous & Granular finish Vitrified Tiles conforming to IS:15622-2006 & IS 4457-2007 and testing shall be made in accordance with IS:13630 [Non- modular sizes for tiles with Skid resistance > 0.5, Mohr's hardness > 5.0, Staining resistance: Class-1, Water Absorption: E < 0.5%], MOR > 35 N/sq.mm in Internal area of building . set in 20 mm sand cement mortar (1:4) and 2 mm thick cement slurry at back side of tiles using cement @ 2.91 Kg./Sqm or using Polymerised Adhesive laid after application slurry using 1.75 Kg of cement per Sqm below mortar only, joints grouted with admixture of white cement and colouring pigment to match with colour of tiles/ epoxy grout materials of approved make as directed and removal of wax coating of top surface of tiles with warm water and polishing the tiles using soft and dry cloth upto mirror finish complete including the cost of materials, labour and all other incidental charges complete true to the manufacturer's specification and direction of E.I.C c) SECOND FLOOR/FLOOR TILES: Sizes-300 mm x300mm x10 mm with breaking strength > 1200 N | BI01010001010000000000000515BI0100001181 | 12.693 | SqM | 1052.02 |  |  | Excess(+) | 1 | Full Conversion | INR | [40 empty] | 13353.29 | 13353.29 | INR Thirteen Thousand Three Hundred & Fifty Three and Paise Twenty Nine Only | 930 | 1052.02 | 11804.49
71 | Supplying, fitting & fixing 1st quality Ceramic tiles in walls and floors to match with the existing work & 4 nos. of key stones (10mm) fixed with araldite at the back of each tile & finishing the joints with white cement mixed with colouring oxide if required to match the colour of tiles including roughening of concrete surface, if necessary or by synthetic adhesive & grout materials etc. (B) Wall With Sand Cement Mortar (1:3) 15 mm thick & 2 mm thick cement slurry at back side of tiles using cement @ 2.91 Kg/Sq.m & joint filling using white cement slurry @ 0.20kg/Sq.m. (a) Area of each tile upto 0.09 Sq.m (ii) Other than Coloured decorative including white Ground Floor | BI01010001010000000000000515BI0100001182 | 221.79 | SqM | 792.97 |  |  | Excess(+) | 1 | Full Conversion | INR | [40 empty] | 175872.82 | 175872.82 | INR One Lakh Seventy Five Thousand Eight Hundred & Seventy Two and Paise Eighty Two Only | 701 | 792.97 | 155474.79
72 | Supplying, fitting & fixing 1st quality Ceramic tiles in walls and floors to match with the existing work & 4 nos. of key stones (10mm) fixed with araldite at the back of each tile & finishing the joints with white cement mixed with colouring oxide if required to match the colour of tiles including roughening of concrete surface, if necessary or by synthetic adhesive & grout materials etc. (B) Wall With Sand Cement Mortar (1:3) 15 mm thick & 2 mm thick cement slurry at back side of tiles using cement @ 2.91 Kg/Sq.m & joint filling using white cement slurry @ 0.20kg/Sq.m. (a) Area of each tile upto 0.09 Sq.m (ii) Other than Coloured decorative including white First Floor | BI01010001010000000000000515BI0100001183 | 183.72 | SqM | 798.63 |  |  | Excess(+) | 1 | Full Conversion | INR | [40 empty] | 146724.3 | 146724.3 | INR One Lakh Forty Six Thousand Seven Hundred & Twenty Four and Paise Thirty Only | 706 | 798.63 | 129706.32
73 | Supplying, fitting & fixing 1st quality Ceramic tiles in walls and floors to match with the existing work & 4 nos. of key stones (10mm) fixed with araldite at the back of each tile & finishing the joints with white cement mixed with colouring oxide if required to match the colour of tiles including roughening of concrete surface, if necessary or by synthetic adhesive & grout materials etc. (B) Wall With Sand Cement Mortar (1:3) 15 mm thick & 2 mm thick cement slurry at back side of tiles using cement @ 2.91 Kg/Sq.m & joint filling using white cement slurry @ 0.20kg/Sq.m. (a) Area of each tile upto 0.09 Sq.m (ii) Other than Coloured decorative including white Second Floor | BI01010001010000000000000515BI0100001184 | 56.69 | SqM | 804.28 |  |  | Excess(+) | 1 | Full Conversion | INR | [40 empty] | 45594.63 | 45594.63 | INR Forty Five Thousand Five Hundred & Ninety Four and Paise Sixty Three Only | 711 | 804.28 | 40306.59
74 | Supplying, fitting and fixing fibre reinforced polymer (FRP) Composite door frame as per approved section with glass fibre reinforced plastic moulded skins and a special sandwich core, so as to impart monolitaheic composite structure as per approved technology of Department of Science and Technology (DST) to safisfy IS: 4020 door testing performance criteria.. ii) 66mm x 70mm | BI01010001010000000000000515BI0100001185 | 201.89 | Mtr. | 504.52 |  |  | Excess(+) | 1 | Full Conversion | INR | [40 empty] | 101857.54 | 101857.54 | INR One Lakh One Thousand Eight Hundred & Fifty Seven and Paise Fifty Four Only | 446 | 504.52 | 90042.94
75 | Supplying, fitting & fixing fibre reinforced polymer (FRP) Composite door shutters as per approved design with glass fibre reinforced plastic moulded skins and special sandwich core, so as to impart monolitaheic composite structure as per approved technology of Department of Science and Technology (DST) to satisfy IS:4020 door testing performance criteria (32 MM THK) Ground Floor | BI01010001010000000000000515BI0100001186 | 28.035 | SqM | 3125.51 |  |  | Excess(+) | 1 | Full Conversion | INR | [40 empty] | 87623.67 | 87623.67 | INR Eighty Seven Thousand Six Hundred & Twenty Three and Paise Sixty Seven Only | 2763 | 3125.51 | 77460.71
76 | Supplying, fitting & fixing fibre reinforced polymer (FRP) Composite door shutters as per approved design with glass fibre reinforced plastic moulded skins and special sandwich core, so as to impart monolitaheic composite structure as per approved technology of Department of Science and Technology (DST) to satisfy IS:4020 door testing performance criteria (32 MM THK) First Floor | BI01010001010000000000000515BI0100001187 | 27.878 | SqM | 3141.34 |  |  | Excess(+) | 1 | Full Conversion | INR | [40 empty] | 87574.28 | 87574.28 | INR Eighty Seven Thousand Five Hundred & Seventy Four and Paise Twenty Eight Only | 2777 | 3141.34 | 77417.21
77 | Supplying, fitting & fixing fibre reinforced polymer (FRP) Composite door shutters as per approved design with glass fibre reinforced plastic moulded skins and special sandwich core, so as to impart monolitaheic composite structure as per approved technology of Department of Science and Technology (DST) to satisfy IS:4020 door testing performance criteria (32 MM THK) Second Floor | BI01010001010000000000000515BI0100001188 | 8.633 | SqM | 3157.18 |  |  | Excess(+) | 1 | Full Conversion | INR | [40 empty] | 27255.93 | 27255.93 | INR Twenty Seven Thousand Two Hundred & Fifty Five and Paise Ninety Three Only | 2791 | 3157.18 | 24094.7
78 | Supplying, fitting and fixing windows and ventilators with or without integrated grills conforming to IS 1038-1975 and manufactured from rolled steel sections conforming to IS 7452-1974 with non-friction projecting type, box type hinges, glazing clips, lugs locking bracket, handle plate etc, including hoisting in position, straightening if required, fixing lugs in cement concrete (1:2:4) with stone chips 20 mm down cutting holes and mending good damages to match with existing surface complete in all respect excluding glazing. In Ground floor Flash butt welded windows and ventilators (No shop priming will be allowed to facilitate inspection of workmanship) Without integrated grills. (b) Openable steel windows as per IS sizes with side hung shutters and horizotal glazing bars. [The extra rate admissible for the openable portion only] GROUND FLOOR | BI01010001010000000000000515BI0100001189 | 28.41 | SqM | 2487.51 |  |  | Excess(+) | 1 | Full Conversion | INR | [40 empty] | 70670.16 | 70670.16 | INR Seventy Thousand Six Hundred & Seventy and Paise Sixteen Only | 2199 | 2487.51 | 62473.59
79 | Supplying, fitting and fixing windows and ventilators with or without integrated grills conforming to IS 1038-1975 and manufactured from rolled steel sections conforming to IS 7452-1974 with non-friction projecting type, box type hinges, glazing clips, lugs locking bracket, handle plate etc, including hoisting in position, straightening if required, fixing lugs in cement concrete (1:2:4) with stone chips 20 mm down cutting holes and mending good damages to match with existing surface complete in all respect excluding glazing. In Ground floor Flash butt welded windows and ventilators (No shop priming will be allowed to facilitate inspection of workmanship) Without integrated grills. (b) Openable steel windows as per IS sizes with side hung shutters and horizotal glazing bars. [The extra rate admissible for the openable portion only] FIRST FLOOR | BI01010001010000000000000515BI0100001190 | 13.91 | SqM | 2517.36 |  |  | Excess(+) | 1 | Full Conversion | INR | [40 empty] | 35016.48 | 35016.48 | INR Thirty Five Thousand &Sixteen and Paise Forty Eight Only | 2225.39 | 2517.36 | 30955.17
80 | Supplying, fitting and fixing windows and ventilators with or without integrated grills conforming to IS 1038-1975 and manufactured from rolled steel sections conforming to IS 7452-1974 with non-friction projecting type, box type hinges, glazing clips, lugs locking bracket, handle plate etc, including hoisting in position, straightening if required, fixing lugs in cement concrete (1:2:4) with stone chips 20 mm down cutting holes and mending good damages to match with existing surface complete in all respect excluding glazing. In Ground floor Flash butt welded windows and ventilators (No shop priming will be allowed to facilitate inspection of workmanship) Without integrated grills. (a) Fixed type steel windows as per IS Sizes with horizontal glazing bars GROUND FLOOR | BI01010001010000000000000515BI0100001191 | 3.564 | SqM | 1705.85 |  |  | Excess(+) | 1 | Full Conversion | INR | [40 empty] | 6079.65 | 6079.65 | INR Six Thousand &Seventy Nine and Paise Sixty Five Only | 1508 | 1705.85 | 5374.51
81 | Supplying, fitting and fixing windows and ventilators with or without integrated grills conforming to IS 1038-1975 and manufactured from rolled steel sections conforming to IS 7452-1974 with non-friction projecting type, box type hinges, glazing clips, lugs locking bracket, handle plate etc, including hoisting in position, straightening if required, fixing lugs in cement concrete (1:2:4) with stone chips 20 mm down cutting holes and mending good damages to match with existing surface complete in all respect excluding glazing. In Ground floor Flash butt welded windows and ventilators (No shop priming will be allowed to facilitate inspection of workmanship) Without integrated grills. (a) Fixed type steel windows as per IS Sizes with horizontal glazing bars FIRST FLOOR | BI01010001010000000000000515BI0100001192 | 1.782 | SqM | 1726.32 |  |  | Excess(+) | 1 | Full Conversion | INR | [40 empty] | 3076.3 | 3076.3 | INR Three Thousand &Seventy Six and Paise Thirty Only | 1526.1 | 1726.32 | 2719.51
82 | Supplying best Indian sheet glass panes set in putty and fitted and fixed with nails and putty complete. (In all floors for internal wall & upto 6 m height for external wall) ii) 4 mm thick | BI01010001010000000000000515BI0100001193 | 45.97 | SqM | 606.32 |  |  | Excess(+) | 1 | Full Conversion | INR | [40 empty] | 27872.53 | 27872.53 | INR Twenty Seven Thousand Eight Hundred & Seventy Two and Paise Fifty Three Only | 536 | 606.32 | 24639.92
83 | Extra for fixing glass panes in steel window | BI01010001010000000000000515BI0100001194 | 45.97 | SqM | 75.79 |  |  | Excess(+) | 1 | Full Conversion | INR | [40 empty] | 3484.07 | 3484.07 | INR Three Thousand Four Hundred & Eighty Four and Paise Seven Only | 67 | 75.79 | 3079.99
84 | Supplying,fitting & fixing of 2-Track / 3-Track Aluminium sliding Window of all Aluminium sections viz. window frame (top,bottom & side frame), shutter (top, bottom, side & interlock member) made of aluminium alloy extrusions conforming to IS 733-1983 & IS 1285-1975, annodised conforming to IS 1868- 1983, fitted with all other accessories viz. PVC roller, EPDM gasket, maruti lock, screws etc. including labour charges for fitting & fixing of aluminium 2- track/3-track sliding window with fixing of glass (excluding cost of glass) all complete as per architectural drawings and direction of Engineer-in-charge. 10-12 Micron thickness Annodizing film Natural white All Floor | BI01010001010000000000000515BI0100001195 | 438.32 | Kg | 506.78 |  |  | Excess(+) | 1 | Full Conversion | INR | [40 empty] | 222131.81 | 222131.81 | INR Two Lakh Twenty Two Thousand One Hundred & Thirty One and Paise Eighty One Only | 448 | 506.78 | 196367.36
85 | Supplying bubble free float glass of approved make and brand conforming to IS: 2835-1987. ii) 4mm thick coloured / tinted / smoke glass. All Floor | BI01010001010000000000000515BI0100001196 | 68.84 | Sqm | 529.4 |  |  | Excess(+) | 1 | Full Conversion | INR | [40 empty] | 36443.9 | 36443.9 | INR Thirty Six Thousand Four Hundred & Forty Three and Paise Ninety Only | 468 | 529.4 | 32217.12
86 | Two point nose steel handle including fitting and fixing. | BI01010001010000000000000515BI0100001197 | 120 | Each | 56.56 |  |  | Excess(+) | 1 | Full Conversion | INR | [40 empty] | 6787.2 | 6787.2 | INR Six Thousand Seven Hundred & Eighty Seven and Paise Twenty Only | 50 | 56.56 | 6000
87 | Steel peg stay 300 mm long including fitting and fixing. | BI01010001010000000000000515BI0100001198 | 120 | Each | 39.59 |  |  | Excess(+) | 1 | Full Conversion | INR | [40 empty] | 4750.8 | 4750.8 | INR Four Thousand Seven Hundred & Fifty and Paise Eighty Only | 35 | 39.59 | 4200
88 | a) M.S.or W.I. Ornamental grill of approved design joints continuously welded with M.S,W.I. Flats and bars of windows, railing etc. fitted and fixed with necessary screws and lugs in ground floor.(i) Grill weighing above 16 Kg./sq. mtr. GROUND FLOOR | BI01010001010000000000000515BI0100001199 | 14.1 | Qntl | 10968.12 |  |  | Excess(+) | 1 | Full Conversion | INR | [40 empty] | 154650.49 | 154650.49 | INR One Lakh Fifty Four Thousand Six Hundred & Fifty and Paise Forty Nine Only | 9696 | 10968.12 | 136713.6
89 | a) M.S.or W.I. Ornamental grill of approved design joints continuously welded with M.S,W.I. Flats and bars of windows, railing etc. fitted and fixed with necessary screws and lugs in ground floor.(i) Grill weighing above 16 Kg./sq. mtr. FIRST FLOOR | BI01010001010000000000000515BI0100001200 | 13.552 | Qntl | 11077.8 |  |  | Excess(+) | 1 | Full Conversion | INR | [40 empty] | 150126.35 | 150126.35 | INR One Lakh Fifty Thousand One Hundred & Twenty Six and Paise Thirty Five Only | 9792.96 | 11077.8 | 132714.19
90 | a) M.S.or W.I. Ornamental grill of approved design joints continuously welded with M.S,W.I. Flats and bars of windows, railing etc. fitted and fixed with necessary screws and lugs in ground floor.(i) Grill weighing above 16 Kg./sq. mtr. SECOND FLOOR & MUMTY ROOM | BI01010001010000000000000515BI0100001201 | 3.634 | Qntl | 11188.57 |  |  | Excess(+) | 1 | Full Conversion | INR | [40 empty] | 40659.26 | 40659.26 | INR Forty Thousand Six Hundred & Fifty Nine and Paise Twenty Six Only | 9890.89 | 11188.57 | 35943.49
91 | M.S. gate of Jail type as per approved design made of strong M.S. frame work, intermediate stiffeners and round / square bars or angles. M.S. sheet (not less than 14 gauge) gussets, cleats etc. including necessary riveting, bolting, welding, locking and hanging arrangements, fitting and fixing complete as per direction of the Engineer-in -charge. IN GROUND FLOOR | BI01010001010000000000000515BI0100001202 | 5 | Qntl | 11413.81 |  |  | Excess(+) | 1 | Full Conversion | INR | [40 empty] | 57069.05 | 57069.05 | INR Fifty Seven Thousand &Sixty Nine and Paise Five Only | 10090 | 11413.81 | 50450
92 | Locking arrangement for Jail type doors including supplying fitting and fixing in position complete as per approved design. IN GROUND FLOOR | BI01010001010000000000000515BI0100001203 | 45 | Kg | 462.66 |  |  | Excess(+) | 1 | Full Conversion | INR | [40 empty] | 20819.7 | 20819.7 | INR Twenty Thousand Eight Hundred & Nineteen and Paise Seventy Only | 409 | 462.66 | 18405
93 | Supplying, fitting and fixing Stainless Steel railing consist of 38mm dia and 900mm height vertical balustrade at every two alternative steps, 50mm dia top rail, 3 (three ) nos 19mm dia horizontal Strainless steel pipe and base/cover plate with Strainless Steel GRADE 304 containing 7.5% nickle (Interior Grade) Brushed/Mat finish, complete as per direction of the Engineer-incharge. Weight of Strainless Steel railing per metre 6.5 Kg (approx) | BI01010001010000000000000515BI0100001204 | 55.5 | Mtr. | 10267.9 |  |  | Excess(+) | 1 | Full Conversion | INR | [40 empty] | 569868.45 | 569868.45 | INR Five Lakh Sixty Nine Thousand Eight Hundred & Sixty Eight and Paise Forty Five Only | 9077 | 10267.9 | 503773.5
94 | Collapsible gate with 40mm x 40mm x 6mm Tee as top and bottom guide rail, 20mm x 10mm x 2mm vertical channels 100mm apart in fully stretched position 20mm x 5mm M.S. flats as collapsible bracings properly rivetted and washered including 38mm steel rollers including locking arrangements, fitted and fixed in position with lugs set in cement concrete and including cutting necessary holes, chasing etc. in walls, floors etc. and making good damages complete. IN GROUND FLOOR | BI01010001010000000000000515BI0100001205 | 15.8 | SqM | 4898.1 |  |  | Excess(+) | 1 | Full Conversion | INR | [40 empty] | 77389.98 | 77389.98 | INR Seventy Seven Thousand Three Hundred & Eighty Nine and Paise Ninety Eight Only | 4330 | 4898.1 | 68414
95 | Supplying,fitting and Fixing MS Clamps for Door and Window frame made of Flat bend Bar , end bifurcated with necessary screws etc by cement concrete (1:2:4) as per direction.(Cost of Concrete will be paid Seperately) 40mm x 6mm ,250 mm length | BI01010001010000000000000515BI0100001206 | 375 | Each | 32.8 |  |  | Excess(+) | 1 | Full Conversion | INR | [40 empty] | 12300 | 12300 | INR Twelve Thousand Three Hundred Only | 29 | 32.8 | 10875
96 | Iron butt hinges of approved quality fitted and fixed with steel screws, with ISI mark 100mm X 50mm X 1.25mm | BI01010001010000000000000515BI0100001207 | 120 | Each | 48.64 |  |  | Excess(+) | 1 | Full Conversion | INR | [40 empty] | 5836.8 | 5836.8 | INR Five Thousand Eight Hundred & Thirty Six and Paise Eighty Only | 43 | 48.64 | 5160
97 | i) Iron hasp bolt of approved quality fitted and fixed complete (oxidised) with 16mm dia rod with centre bolt and round fitting.250mm long | BI01010001010000000000000515BI0100001208 | 40 | Each | 179.86 |  |  | Excess(+) | 1 | Full Conversion | INR | [40 empty] | 7194.4 | 7194.4 | INR Seven Thousand One Hundred & Ninety Four and Paise Forty Only | 159 | 179.86 | 6360
98 | (ii) Anodised aluminium floor door stopper | BI01010001010000000000000515BI0100001209 | 80 | Each | 79.18 |  |  | Excess(+) | 1 | Full Conversion | INR | [40 empty] | 6334.4 | 6334.4 | INR Six Thousand Three Hundred & Thirty Four and Paise Forty Only | 70 | 79.18 | 5600
99 | Godrej Hydraulic door closer fitted and fixed complete.Medium Type | BI01010001010000000000000515BI0100001210 | 40 | Each | 1883.45 |  |  | Excess(+) | 1 | Full Conversion | INR | [40 empty] | 75338 | 75338 | INR Seventy Five Thousand Three Hundred & Thirty Eight Only | 1665 | 1883.45 | 66600
100 | Anodised aluminium barrel / tower /socket bolt (full covered) of approved manufractured from extructed section conforming to I.S. 204/74 fitted with cadmium plated screws. 300 mm long X 10mm dia bolt. | BI01010001010000000000000515BI0100001211 | 80 | Each | 111.99 |  |  | Excess(+) | 1 | Full Conversion | INR | [40 empty] | 8959.2 | 8959.2 | INR Eight Thousand Nine Hundred & Fifty Nine and Paise Twenty Only | 99 | 111.99 | 7920
101 | Anodised aliminium D-type handle of approved quality manufactured from extruded section conforming to I.S. specification (I.S. 230/72) fitted and fixed complete:(a) With continuous plate base (Hexagonal / Round rod) (v) 125 mm grip x 12 mm dia rod. | BI01010001010000000000000515BI0100001212 | 80 | Each | 116.51 |  |  | Excess(+) | 1 | Full Conversion | INR | [40 empty] | 9320.8 | 9320.8 | INR Nine Thousand Three Hundred & Twenty and Paise Eighty Only | 103 | 116.51 | 8240
102 | b) Applying 2 coats of Non-Toxic Acrylic Polymer modified Paint having adhesive & waterproofing properties by mixing in proportion (1 liquid: 4 cementitious material) or as per manufacturer's specification for water proofing layer in water tank etc. (No Departmental Cement is required). For Water Proofing at roof | BI01010001010000000000000515BI0100001213 | 560.6 | Sqm. | 290.72 |  |  | Excess(+) | 1 | Full Conversion | INR | [40 empty] | 162977.63 | 162977.63 | INR One Lakh Sixty Two Thousand Nine Hundred & Seventy Seven and Paise Sixty Three Only | 257 | 290.72 | 144074.2
103 | Ordinary Cement concrete (mix 1:2:4) with graded stone chips (6mm nominal size) excluding shuttering and reinforcement,if any, in gound floor as per relevant IS codes..(i)pakur variety (For Roof Concrete) | BI01010001010000000000000515BI0100001214 | 37 | CuM. | 5487.45 |  |  | Excess(+) | 1 | Full Conversion | INR | [40 empty] | 203035.65 | 203035.65 | INR Two Lakh Three Thousand &Thirty Five and Paise Sixty Five Only | 4851 | 5487.45 | 179487
104 | Supplying, fitting and fixing Black Stone slab used in Kitchen slab, alcove, wardrobe etc. laid and jointed with necessary adhesive Cement mortar (1:2) including grinding or polishing as per direction of Engineer-in -Charge in Ground Floor. (b) Slab Thickness above 25 mm and upto 37.5 mm | BI01010001010000000000000515BI0100001215 | 7 | Sqm | 806.55 |  |  | Excess(+) | 1 | Full Conversion | INR | [40 empty] | 5645.85 | 5645.85 | INR Five Thousand Six Hundred & Forty Five and Paise Eighty Five Only | 713 | 806.55 | 4991
105 | Supplying fitting and fixing 600 mm ( ±30 mm) diametre R.B.T (Reinforced Barbed Tape) Concertina fencing on wall top using concertina coils stretched to approx.6 meters length at site clipped with two nos. of horizontal R.B.T strands which will be tensioned and fixed with the vertical M.S angle iron posts by means of security fasteners (such as 'C' clips, R.B.T clips etc.) | BI01010001010000000000000515BI0100001216 | 145 | Mtr | 461.53 |  |  | Excess(+) | 1 | Full Conversion | INR | [40 empty] | 66921.85 | 66921.85 | INR Sixty Six Thousand Nine Hundred & Twenty One and Paise Eighty Five Only | 408 | 461.53 | 59160
106 | Labour for fitting line of wire to posts, tightening by straining bolts and fixing the wire ( in taut condition) to the post with staples (including the cost of cutting and lapping joints in the wire, as necessary and including the cost of staples and straining bolts and also the labour for fixing the staples but excluding the cost of straining bolts) (d) barbed wire | BI01010001010000000000000515BI0100001217 | 430 | Mtr | 3.48 |  |  | Excess(+) | 1 | Full Conversion | INR | [40 empty] | 1496.4 | 1496.4 | INR One Thousand Four Hundred & Ninety Six and Paise Forty Only | 3.08 | 3.48 | 1324.4
107 | M.S. structural works in columns, beams etc. with simple rolled structural members (e.g. joists, angle, channel sections conforming to IS: 226, IS: 808 & SP (6)- 1964 connected to one another with bracket, gussets, cleats as per design, direction of Engineer-in- charge complete including cutting to requisite shape and length, fabrication with necessary bolting, metal arc welding conforming to IS: 816- 1956 & IS: 1995 using electrodes of approved make and brand conforming to IS:814- 1957, haulage, hoisting and erection all complete. The rate includes the cost of rolled steel section, consumables such as electrodes, gas and hire charge of all tools and plants and labour required for the work including all incidental chages such as electricity charges, labour insurance charges etc. Payment to be made on the basis of calculated weight of structural members only in finished work as per IS specified weight. Payment for gusset, bracket, cleat, rivets, (conitinued) | BI01010001010000000000000515BI0100001218 | [53 empty] | 0 | 0
108 | bolts and nuts may be make by adding the actual weight of such items with the weight of finished structural members or 7% of weight for finished structural members weighing not less than 22.5 Kg. / m. or 15 % of weight for finished structal members weighing less than 22.5 Kg. / m. may be increased allow for bracket, cleat, rivet, bolts and nuts etc. and | BI01010001010000000000000515BI0100001219 | 0.48 | M.T. | 82128.51 |  |  | Excess(+) | 1 | Full Conversion | INR | [40 empty] | 39421.68 | 39421.68 | INR Thirty Nine Thousand Four Hundred & Twenty One and Paise Sixty Eight Only | 72603 | 82128.51 | 34849.44
109 | Earth work in filling in compound, tank, low land, ditches etc. with good earth, in layers not exceeding 150 mm. including breaking clods and consolidating the same by ramming and dressing complete. (Payment will be made on profile measurement before and after the work) (iv) With carried earth arranged by the contractor within a radius exceeding 5 km. butnot exceeding 10 km. including cost of carried earth | BI01010001010000000000000515BI0100001220 | 738 | Cum | 579.58 |  |  | Excess(+) | 1 | Full Conversion | INR | [40 empty] | 427730.04 | 427730.04 | INR Four Lakh Twenty Seven Thousand Seven Hundred & Thirty and Paise Four Only | 512.36 | 579.58 | 378121.68
110 | (A) Filling in foundation or plinth by silver sand in layers not exceeding 150 mm as directed and consolidating the same by thorough saturation with water, ramming complete including the cost of supply of sand. (payment to be made on measurement of finished quantity). | BI01010001010000000000000515BI0100001221 | 738 | Cum | 614.82 |  |  | Excess(+) | 1 | Full Conversion | INR | [40 empty] | 453737.16 | 453737.16 | INR Four Lakh Fifty Three Thousand Seven Hundred & Thirty Seven and Paise Sixteen Only | 543.51 | 614.82 | 401110.38
111 | Supplying & laying as per IRC-SP:063-2004 paver unit of any shade of approved quality as per relevant IS code,laid in pattern as directed in pavement, footpath, driveway(paver block only), etc including necessary underlay complete in all respect with all labour and material. [Border concrete if necessary to be paid separately]. Note: Sub-grade CBR should not be less than 5. 60 mm thick interlocking designer concrete paver block M-35 grade for light-traffic zone, commercial & office complex, tourist resort as per IS: 15658-2006 (over 20-40 mm medium sand bed on 250mm thk WBM/ WMM base course & 250 mm thk bound gnaular /granular sub-base course & filling the interstices of blocks with fine sand by brooming & subsequent watering complete, including cost of sand but excluding cost of base, sub-base course & subgradepreparation) complete as per direction of Engineer-in-Charge. (ii) Coloured Decorative | BI01010001010000000000000515BI0100001222 | 250 | Sqm | 1563.32 |  |  | Excess(+) | 1 | Full Conversion | INR | [40 empty] | 390830 | 390830 | INR Three Lakh Ninety Thousand Eight Hundred & Thirty Only | 1382 | 1563.32 | 345500
112 | Supplying fitting approved type ventilator in position after cutting holes in walls setting in cement mortar mending damages to wall and plaster and two coats of paint of approved brand of any shade. Payment of mending good damages of wall & plaster and painting to be made separately (b) R.C.C ventilator of 20 mm. thick (i) Upto 0.10 sq.m. area | BI01010001010000000000000515BI0100001223 | 120 | Each | 122.17 |  |  | Excess(+) | 1 | Full Conversion | INR | [40 empty] | 14660.4 | 14660.4 | INR Fourteen Thousand Six Hundred & Sixty and Paise Forty Only | 108 | 122.17 | 12960
113 | Supplying , fitting & fixing Zn-Al alloy (55% Al & 45% Zn) coating of 150 grams per sq. metre (followed by colour coated on both side) steel sheet work having minimum yield strength of 550 Mpa of trapizoidal profile of approved make (excluding the supporting frame work) fitted and fixed with 55 mm & 25 mm self tapping screw, EPDM Washer 16 mm dia & 3 mm th. washer etc. complete with 150 mm end lap and one corrugation minimum side lap. (Payment to be made on area of finished work).(i) In Roof:- a) With 0.5 mm thick sheet | BI01010001010000000000000515BI0100001224 | 5 | Sqm | 1013.56 |  |  | Excess(+) | 1 | Full Conversion | INR | [40 empty] | 5067.8 | 5067.8 | INR Five Thousand &Sixty Seven and Paise Eighty Only | 896 | 1013.56 | 4480
114 | Ornamental brick edging (75 mm wide) in compound roads, gardens etc.with 1st class or picked jhama bricks laid diagonally on end and with a corner slightly raised from the adjoining surface thus giving saw tooth appearance including cutting trench laying bricks and repacking the trench thoroughly on both sides of the edging complete as per direction. | BI01010001010000000000000515BI0100001225 | 160 | Rm. | 81.66 |  |  | Excess(+) | 1 | Full Conversion | INR | [40 empty] | 13065.6 | 13065.6 | INR Thirteen Thousand &Sixty Five and Paise Sixty Only | 72.19 | 81.66 | 11550.4
115 | SANITARY WORKS Supplying, fitting and fixing PVC pipes of approved make of Schedule 80(medium duty) conforming to ASTMD - 1785 and threaded to match withGI Pipes as per IS : 1239 (Part - I). with all necessary accessories,specials viz. socket, bend, tee, union, cross, elbo, nipple, longscrewreducing socket, reducing tee, short piece etc. fitted with holder batsclamps, including cutting pipes, making threads,fitting, fixing etc.complete in all respect including cost of all necessary fittings uired,jointing materials and two coats ofpainting with approved paintin any positio above ground. (Payment will be made on the centre linemeasurements of total pipe line including all specials. No separatepayment will be made for accesories, specials. Payment forpainting willbe made seperately) (a) For Exposed Work -- PVC Pipes (Dia) 40 mm(Main Riser) | BI01010001010000000000000515BI0100001226 | 350 | Mtr. | 330.31 |  |  | Excess(+) | 1 | Full Conversion | INR | [40 empty] | 115608.5 | 115608.5 | INR One Lakh Fifteen Thousand Six Hundred & Eight and Paise Fifty Only | 292 | 330.31 | 102200
116 | Supplying, fitting and fixing PVC pipes of approved make of Schedule 80(medium duty) conforming to ASTMD - 1785 and threaded to match withGI Pipes as per IS : 1239 (Part - I). with all necessary accessories,specials viz. socket, bend, tee, union, cross, elbo, nipple, longscrewreducing socket, reducing tee, short piece etc. fitted with holder batsclamps, including cutting pipes, making threads,fitting, fixing etc.complete in all respect including cost of all necessary fittings uired,jointing materials and two coats ofpainting with approved paintin any positio above ground. (Payment will be made on the centre linemeasurements of total pipe line including all specials. No separatepayment will be made for accesories, specials. Payment forpainting willbe made seperately) (a) For Exposed Work -- PVC Pipes (Dia) 32mm(Roof ring) | BI01010001010000000000000515BI0100001227 | 260 | Mts | 266.96 |  |  | Excess(+) | 1 | Full Conversion | INR | [40 empty] | 69409.6 | 69409.6 | INR Sixty Nine Thousand Four Hundred & Nine and Paise Sixty Only | 236 | 266.96 | 61360
117 | Supplying, fitting and fixing PVC pipes of approved make of Schedule 80(medium duty) conforming to ASTMD - 1785 and threaded to match withGI Pipes as per IS : 1239 (Part - I). with all necessary accessories,specials viz. socket, bend, tee, union, cross, elbo, nipple, longscrewreducing socket, reducing tee, short piece etc. fitted with holder batsclamps, including cutting pipes, making threads,fitting, fixing etc.complete in all respect including cost of all necessary fittings uired,jointing materials and two coats ofpainting with approved paintin any positio above ground. (Payment will be made on the centre linemeasurements of total pipe line including all specials. No separatepayment will be made for accesories, specials. Payment forpainting willbe made seperately) (a) For Exposed Work -- PVC Pipes (Dia) 25 mm(Vertical) | BI01010001010000000000000515BI0100001228 | 305 | Mtr. | 200.22 |  |  | Excess(+) | 1 | Full Conversion | INR | [40 empty] | 61067.1 | 61067.1 | INR Sixty One Thousand &Sixty Seven and Paise Ten Only | 177 | 200.22 | 53985
118 | Supplying, fitting and fixing PVC pipes of approved make of Schedule 80(medium duty) conforming to ASTMD - 1785 and threaded to match withGI Pipes as per IS : 1239 (Part - I). with all necessary accessories,specials viz. socket, bend, tee, union, cross, elbo, nipple, longscrewreducing socket, reducing tee, short piece etc. fitted with holder batsclamps, including cutting pipes, making threads,fitting, fixing etc.complete in all respect including cost of all necessary fittings uired,jointing materials and two coats ofpainting with approved paintin any positio above ground. (Payment will be made on the centre linemeasurements of total pipe line including all specials. No separatepayment will be made for accesories, specials. Payment forpainting willbe made seperately) (a) For Exposed Work -- PVC Pipes (Dia) 20 mm(Internal) | BI01010001010000000000000515BI0100001229 | 255 | Mtr. | 145.92 |  |  | Excess(+) | 1 | Full Conversion | INR | [40 empty] | 37209.6 | 37209.6 | INR Thirty Seven Thousand Two Hundred & Nine and Paise Sixty Only | 129 | 145.92 | 32895
119 | Supplying, fitting and fixing PVC pipes of approved make of Schedule 80(medium duty) conforming to ASTMD - 1785 and threaded to match withGI Pipes as per IS : 1239 (Part - I). with all necessary accessories,specials viz. socket, bend, tee, union, cross, elbo, nipple, longscrewreducing socket, reducing tee, short piece etc. fitted with holder batsclamps, including cutting pipes, making threads,fitting, fixing etc.complete in all respect including cost of all necessary fittings uired,jointing materials and two coats ofpainting with approved paintin any positio above ground. (Payment will be made on the centre linemeasurements of total pipe line including all specials. No separatepayment will be made for accesories, specials. Payment forpainting willbe made seperately)(a) For Concealed work 25 mm | BI01010001010000000000000515BI0100001230 | 425 | Mtr. | 231.9 |  |  | Excess(+) | 1 | Full Conversion | INR | [40 empty] | 98557.5 | 98557.5 | INR Ninety Eight Thousand Five Hundred & Fifty Seven and Paise Fifty Only | 205 | 231.9 | 87125
120 | Supplying, fitting and fixing PVC pipes of approved make of Schedule 80(medium duty) conforming to ASTMD - 1785 and threaded to match withGI Pipes as per IS : 1239 (Part - I). with all necessary accessories,specials viz. socket, bend, tee, union, cross, elbo, nipple, longscrewreducing socket, reducing tee, short piece etc. fitted with holder batsclamps, including cutting pipes, making threads,fitting, fixing etc.complete in all respect including cost of all necessary fittings uired,jointing materials and two coats ofpainting with approved paintin any positio above ground. (Payment will be made on the centre linemeasurements of total pipe line including all specials. No separatepayment will be made for accesories, specials. Payment forpainting willbe made seperately) (a) For Concealed work 20 mm | BI01010001010000000000000515BI0100001231 | 320 | Mtr. | 178.73 |  |  | Excess(+) | 1 | Full Conversion | INR | [40 empty] | 57193.6 | 57193.6 | INR Fifty Seven Thousand One Hundred & Ninety Three and Paise Sixty Only | 158 | 178.73 | 50560
121 | Supplying, fitting and fixing PVC pipes of approved make of Schedule 80(medium duty) conforming to ASTMD - 1785 and threaded to match withGI Pipes as per IS : 1239 (Part - I). with all necessary accessories,specials viz. socket, bend, tee, union, cross, elbo, nipple, longscrewreducing socket, reducing tee, short piece etc. fitted with holder batsclamps, including cutting pipes, making threads,fitting, fixing etc.complete in all respect including cost of all necessary fittings uired,jointing materials and two coats ofpainting with approved paintin any positio above ground. (Payment will be made on the centre linemeasurements of total pipe line including all specials. No separatepayment will be made for accesories, specials. Payment forpainting willbe made seperately) (a) For Concealed work 15 mm | BI01010001010000000000000515BI0100001232 | 255 | Mtr. | 154.97 |  |  | Excess(+) | 1 | Full Conversion | INR | [40 empty] | 39517.35 | 39517.35 | INR Thirty Nine Thousand Five Hundred & Seventeen and Paise Thirty Five Only | 137 | 154.97 | 34935
122 | Supplying, fitting and fixing Peet's valve fullway gunmetal standard pattern best quality of approved brand bearing I.S.I. marking with fittings (tested to 21 kg per sq. cm.). 40mm | BI01010001010000000000000515BI0100001233 | 11 | Each | 1861.96 |  |  | Excess(+) | 1 | Full Conversion | INR | [40 empty] | 20481.56 | 20481.56 | INR Twenty Thousand Four Hundred & Eighty One and Paise Fifty Six Only | 1646 | 1861.96 | 18106
123 | Supplying, fitting and fixing Peet's valve fullway gunmetal standard pattern best quality of approved brand bearing I.S.I. marking with fittings (tested to 21 kg per sq. cm.). 32 mm | BI01010001010000000000000515BI0100001234 | 8 | Each | 1423.05 |  |  | Excess(+) | 1 | Full Conversion | INR | [40 empty] | 11384.4 | 11384.4 | INR Eleven Thousand Three Hundred & Eighty Four and Paise Forty Only | 1258 | 1423.05 | 10064
124 | Supplying, fitting and fixing Peet's valve fullway gunmetal standard pattern best quality of approved brand bearing I.S.I. marking with fittings (tested to 21 kg per sq. cm.). 25 mm | BI01010001010000000000000515BI0100001235 | 7 | Each | 1031.65 |  |  | Excess(+) | 1 | Full Conversion | INR | [40 empty] | 7221.55 | 7221.55 | INR Seven Thousand Two Hundred & Twenty One and Paise Fifty Five Only | 912 | 1031.65 | 6384
125 | Supplying, fitting and fixing Peet's valve fullway gunmetal standard pattern best quality of approved brand bearing I.S.I. marking with fittings (tested to 21 kg per sq. cm.). 20 mm | BI01010001010000000000000515BI0100001236 | 5 | Each | 743.2 |  |  | Excess(+) | 1 | Full Conversion | INR | [40 empty] | 3716 | 3716 | INR Three Thousand Seven Hundred & Sixteen Only | 657 | 743.2 | 3285
126 | Supplying, fitting and fixing Peet's valve fullway gunmetal standard pattern best quality of approved brand bearing I.S.I. marking with fittings (tested to 21 kg per sq. cm.). 15mm | BI01010001010000000000000515BI0100001237 | 5 | Each | 589.36 |  |  | Excess(+) | 1 | Full Conversion | INR | [40 empty] | 2946.8 | 2946.8 | INR Two Thousand Nine Hundred & Forty Six and Paise Eighty Only | 521 | 589.36 | 2605
127 | Supplying, fitting and fixing Orissa pattern water closet in white glazed vitreous chinaware of approved make in position complete excluding 'P' or 'S' trap (excluding cost of concrete for fixing).(ii) 530 mm X 410 mm | BI01010001010000000000000515BI0100001238 | 2 | Each | 1721.69 |  |  | Excess(+) | 1 | Full Conversion | INR | [40 empty] | 3443.38 | 3443.38 | INR Three Thousand Four Hundred & Forty Three and Paise Thirty Eight Only | 1522 | 1721.69 | 3044
128 | Supplying, fitting and fixing Anglo-Indian W.C. in white glazed vitreous china ware of approved make complete in position with necessary bolts, nuts etc. Hindware/Parryware/Cera, made (a) With 'P' trap | BI01010001010000000000000515BI0100001239 | 17 | Each | 3511.24 |  |  | Excess(+) | 1 | Full Conversion | INR | [40 empty] | 59691.08 | 59691.08 | INR Fifty Nine Thousand Six Hundred & Ninety One and Paise Eight Only | 3104 | 3511.24 | 52768
129 | Supplying, fitting and fixing Closet seat of approved make with lid and C.P.hinges, rubber buffer and brass screws complete. (b) Anglo Indian (ii) Plastic (hallow type) white | BI01010001010000000000000515BI0100001240 | 17 | Each | 548.63 |  |  | Excess(+) | 1 | Full Conversion | INR | [40 empty] | 9326.71 | 9326.71 | INR Nine Thousand Three Hundred & Twenty Six and Paise Seventy One Only | 485 | 548.63 | 8245
130 | Supplying, fitting and fixing 10 litre P.V.C. low-down cistern conforming to I.S. specification with P.V.C. fittings complete,C.I. brackets including two coats of painting to bracket etc.White | BI01010001010000000000000515BI0100001241 | 17 | Each | 1148.17 |  |  | Excess(+) | 1 | Full Conversion | INR | [40 empty] | 19518.89 | 19518.89 | INR Nineteen Thousand Five Hundred & Eighteen and Paise Eighty Nine Only | 1015 | 1148.17 | 17255
131 | Supplying, fitting and fixing approved brand P.V.C. CONNECTOR white flexible, with both ends coupling with heavy brass C.P. nut, 15 mm dia. (ii) 450 mm long | BI01010001010000000000000515BI0100001242 | 17 | Each | 92.76 |  |  | Excess(+) | 1 | Full Conversion | INR | [40 empty] | 1576.92 | 1576.92 | INR One Thousand Five Hundred & Seventy Six and Paise Ninety Two Only | 82 | 92.76 | 1394
132 | Supplying, fitting and fixing Flat back urinal (half stall urinal) in white vitreous chinaware of approved make in position with brass screws on 75 mm X 75 mm X 75 mm wooden blocks complete.(i) 635 mm X 395 mm X 420 mm | BI01010001010000000000000515BI0100001243 | 20 | Each | 3245.41 |  |  | Excess(+) | 1 | Full Conversion | INR | [40 empty] | 64908.2 | 64908.2 | INR Sixty Four Thousand Nine Hundred & Eight and Paise Twenty Only | 2869 | 3245.41 | 57380
133 | Supplying, fitting and fixing C.I. round grating.(ii) 150 mm | BI01010001010000000000000515BI0100001244 | 85 | Each | 96.15 |  |  | Excess(+) | 1 | Full Conversion | INR | [40 empty] | 8172.75 | 8172.75 | INR Eight Thousand One Hundred & Seventy Two and Paise Seventy Five Only | 85 | 96.15 | 7225
134 | Supplying, fitting and fixing C.I. square jalli.(ii) 150 mm | BI01010001010000000000000515BI0100001245 | 85 | Each | 115.38 |  |  | Excess(+) | 1 | Full Conversion | INR | [40 empty] | 9807.3 | 9807.3 | INR Nine Thousand Eight Hundred & Seven and Paise Thirty Only | 102 | 115.38 | 8670
135 | Supplying, fitting and fixing vitreous china best quality approved make wash basin with C.I. brackets on 75 mm X 75 mm wooden blocks, C.P. waste fittings of 32 mm dia., one approved quality brass C.P. pillar cock of 15 mm dia., C.P. chain with rubber plug of 32 mm dia., approved quality P.V.C. waste pipe with C.P. nut 32 mm dia., 900 mm long approved quality P.V.C. connection pipe with heavy brass C.P. nut including mending good all damages and painting the brackets with two coats of approved paint. (ii) 550 mm X 400 mm size | BI01010001010000000000000515BI0100001246 | 25 | Each | 2497.69 |  |  | Excess(+) | 1 | Full Conversion | INR | [40 empty] | 62442.25 | 62442.25 | INR Sixty Two Thousand Four Hundred & Forty Two and Paise Twenty Five Only | 2208 | 2497.69 | 55200
136 | Supplying, fitting and fixing pedestal of approved make for wash basin (white) | BI01010001010000000000000515BI0100001247 | 25 | Each | 1693.41 |  |  | Excess(+) | 1 | Full Conversion | INR | [40 empty] | 42335.25 | 42335.25 | INR Forty Two Thousand Three Hundred & Thirty Five and Paise Twenty Five Only | 1497 | 1693.41 | 37425
137 | Supplying, fitting and fixing approved brand 32 mm dia. P.V.C. waste pipe, with coupling at one end fitted with necessary clamps. 1050 mm long | BI01010001010000000000000515BI0100001248 | 26 | Each | 102.94 |  |  | Excess(+) | 1 | Full Conversion | INR | [40 empty] | 2676.44 | 2676.44 | INR Two Thousand Six Hundred & Seventy Six and Paise Forty Four Only | 91 | 102.94 | 2366
138 | Supplying, fitting and fixing towel rail with two brackets. (a) C.P. over brass 25 mm dia. and 600 mm long | BI01010001010000000000000515BI0100001249 | 53 | Each | 486.42 |  |  | Excess(+) | 1 | Full Conversion | INR | [40 empty] | 25780.26 | 25780.26 | INR Twenty Five Thousand Seven Hundred & Eighty and Paise Twenty Six Only | 430 | 486.42 | 22790
139 | Supplying, fitting and fixing best quality Indian make mirror 5.5 mm thick with silvering as per I.S.I. specifications supported on fibre glass frame of any colour, frame size 550 mm X 400 mm | BI01010001010000000000000515BI0100001250 | 29 | Each | 693.43 |  |  | Excess(+) | 1 | Full Conversion | INR | [40 empty] | 20109.47 | 20109.47 | INR Twenty Thousand One Hundred & Nine and Paise Forty Seven Only | 613 | 693.43 | 17777
140 | Supplying ,fitting and fixing bib cock or stop cock. (a)(i)Chorium plated bib cock short body ( Equivalent to code.511 & Model - Tropical/Sumthing Special of ESSCO or similar brand). | BI01010001010000000000000515BI0100001251 | 50 | Each | 609.72 |  |  | Excess(+) | 1 | Full Conversion | INR | [40 empty] | 30486 | 30486 | INR Thirty Thousand Four Hundred & Eighty Six Only | 539 | 609.72 | 26950
141 | Supplying ,fitting and fixing bib cock or stop cock. (c)(i) Chromium plated angular stop cock with wall flange (Equivalent to Code No. 5053 & Model- Florentine of Jaguar or similar brand) | BI01010001010000000000000515BI0100001252 | 50 | Each | 921.93 |  |  | Excess(+) | 1 | Full Conversion | INR | [40 empty] | 46096.5 | 46096.5 | INR Forty Six Thousand &Ninety Six and Paise Fifty Only | 815 | 921.93 | 40750
142 | Supplying ,fitting and fixing bib cock or stop cock (ii) Chromium plated Concealed Stop Cock (Equivalent to Code No. 514(A) & Model - Tropical / Sumthing Special of ESSCO or similar brand).. | BI01010001010000000000000515BI0100001253 | 50 | Each | 762.43 |  |  | Excess(+) | 1 | Full Conversion | INR | [40 empty] | 38121.5 | 38121.5 | INR Thirty Eight Thousand One Hundred & Twenty One and Paise Fifty Only | 674 | 762.43 | 33700
143 | Supplying, fitting and fixing pillar cock of approved make. a) (i) CP Pillar Cock - 15 mm. (Equivalent to Code No. 507 & Model - Tropical / Sumthing Special of ESSCO or similar brand). | BI01010001010000000000000515BI0100001254 | 35 | Each | 627.82 |  |  | Excess(+) | 1 | Full Conversion | INR | [40 empty] | 21973.7 | 21973.7 | INR Twenty One Thousand Nine Hundred & Seventy Three and Paise Seventy Only | 555 | 627.82 | 19425
144 | Supplying, fitting and fixing shower of approved brand and make.V(g) PTMT overhead shower (Prayag or equivalent) i) 75 mm round | BI01010001010000000000000515BI0100001255 | 21 | Each | 202.48 |  |  | Excess(+) | 1 | Full Conversion | INR | [40 empty] | 4252.08 | 4252.08 | INR Four Thousand Two Hundred & Fifty Two and Paise Eight Only | 179 | 202.48 | 3759
145 | Supplying ,fitting and fixing bib cock or stop cock (e)PTMT (Polytetra Bib Cock / Stop Cock ( Prayag or equivalent)15 mm | BI01010001010000000000000515BI0100001256 | 34 | Each | 174.2 |  |  | Excess(+) | 1 | Full Conversion | INR | [40 empty] | 5922.8 | 5922.8 | INR Five Thousand Nine Hundred & Twenty Two and Paise Eighty Only | 154 | 174.2 | 5236
146 | Supplying ,fitting and fixing bib cock or stop cock (e)PTMT (Polytetra Bib Cock / Stop Cock ( Prayag or equivalent)15 mm b) PTMT Pillar Cock - 15 mm. (Prayag or equivalent). | BI01010001010000000000000515BI0100001257 | 24 | Each | 251.13 |  |  | Excess(+) | 1 | Full Conversion | INR | [40 empty] | 6027.12 | 6027.12 | INR Six Thousand &Twenty Seven and Paise Twelve Only | 222 | 251.13 | 5328
147 | Supplying fitting fixing PTMT smart shelf of approved make of size 300 mm | BI01010001010000000000000515BI0100001258 | 52 | Each | 252.26 |  |  | Excess(+) | 1 | Full Conversion | INR | [40 empty] | 13117.52 | 13117.52 | INR Thirteen Thousand One Hundred & Seventeen and Paise Fifty Two Only | 223 | 252.26 | 11596
148 | Suppling fitting fixing soap holder a)PTMT (Prayag or Equivelent) | BI01010001010000000000000515BI0100001259 | 46 | Each | 152.71 |  |  | Excess(+) | 1 | Full Conversion | INR | [40 empty] | 7024.66 | 7024.66 | INR Seven Thousand &Twenty Four and Paise Sixty Six Only | 135 | 152.71 | 6210
149 | Supplying,fitting and fixing stainless steel sink complete with waste fittings and two coats of painting of CI bracket,Sink Only 530mm x 430mm x 180 mm | BI01010001010000000000000515BI0100001260 | 1 | Each | 3715.99 |  |  | Excess(+) | 1 | Full Conversion | INR | [40 empty] | 3715.99 | 3715.99 | INR Three Thousand Seven Hundred & Fifteen and Paise Ninety Nine Only | 3285 | 3715.99 | 3285
150 | Supplying, fitting and fixing 15 mm swan neck tap with left & right hand operating nob with aerator (Equivalent to Code No. 510, 510(A) and Model - TROPICAL / SUMTHING SPECIAL of ESSCO or similar brand). | BI01010001010000000000000515BI0100001261 | 1 | Each | 917.4 |  |  | Excess(+) | 1 | Full Conversion | INR | [40 empty] | 917.4 | 917.4 | INR Nine Hundred & Seventeen and Paise Forty Only | 811 | 917.4 | 811
151 | Supply of UPVC pipes (B Type) and fittings conforming to IS-13592-1992 (A) (i) Single Socketed 3 Mtr. Length c) 110 mm | BI01010001010000000000000515BI0100001262 | 700 | Mtr. | 330.31 |  |  | Excess(+) | 1 | Full Conversion | INR | [40 empty] | 231217 | 231217 | INR Two Lakh Thirty One Thousand Two Hundred & Seventeen Only | 292 | 330.31 | 204400
152 | Supply of UPVC pipes (B Type) and fittings conforming to IS-13592-1992 (B) Fittings (i) Door Tee (110 mm) | BI01010001010000000000000515BI0100001263 | 140 | Each | 220.58 |  |  | Excess(+) | 1 | Full Conversion | INR | [40 empty] | 30881.2 | 30881.2 | INR Thirty Thousand Eight Hundred & Eighty One and Paise Twenty Only | 195 | 220.58 | 27300
153 | Supply of UPVC pipes (B Type) and fittings conforming to IS-13592-1992 (B) Fittings (ii)Bend 87.5 dig.(110 MM) | BI01010001010000000000000515BI0100001264 | 130 | Each | 135.74 |  |  | Excess(+) | 1 | Full Conversion | INR | [40 empty] | 17646.2 | 17646.2 | INR Seventeen Thousand Six Hundred & Forty Six and Paise Twenty Only | 120 | 135.74 | 15600
154 | Supply of UPVC pipes (B Type) and fittings conforming to IS-13592-1992 (B) Fittings (iii) Door Bend 110 mm | BI01010001010000000000000515BI0100001265 | 125 | Each | 166.29 |  |  | Excess(+) | 1 | Full Conversion | INR | [40 empty] | 20786.25 | 20786.25 | INR Twenty Thousand Seven Hundred & Eighty Six and Paise Twenty Five Only | 147 | 166.29 | 18375
155 | Supply of UPVC pipes (B Type) and fittings conforming to IS-13592-1992 (B) Fittings (iv) Vent Cowl 110 mm | BI01010001010000000000000515BI0100001266 | 90 | Each | 37.33 |  |  | Excess(+) | 1 | Full Conversion | INR | [40 empty] | 3359.7 | 3359.7 | INR Three Thousand Three Hundred & Fifty Nine and Paise Seventy Only | 33 | 37.33 | 2970
156 | Supply of UPVC pipes (B Type) and fittings conforming to IS-13592-1992 (B) Fittings Pipe Clip 110 mm | BI01010001010000000000000515BI0100001267 | 290 | Each | 23.76 |  |  | Excess(+) | 1 | Full Conversion | INR | [40 empty] | 6890.4 | 6890.4 | INR Six Thousand Eight Hundred & Ninety and Paise Forty Only | 21 | 23.76 | 6090
157 | Labour for fitting and fixing U.P.V.C piupes for above ground work including cost of joining materials etc. fitting and fixing all necessary specials, cutting pipes,cutting holes in walls or R.C floor where necessary and mending good all damages excluding the cost of masonry or concrete work, if necessary but including the cost and fitting and fixing holder bat clamps (any floor) or for underground work including cutting trenches upto 1.5 mtr. and refilling the same complete as per direction of the Engineer - in - Charge.(payment will be made on centre line measurment of the total pipe line including specials) (A) Above ground (i) 110 mm | BI01010001010000000000000515BI0100001268 | 285 | Mtr. | 64.48 |  |  | Excess(+) | 1 | Full Conversion | INR | [40 empty] | 18376.8 | 18376.8 | INR Eighteen Thousand Three Hundred & Seventy Six and Paise Eighty Only | 57 | 64.48 | 16245
158 | Labour for fitting and fixing U.P.V.C piupes for above ground work including cost of joining materials etc. fitting and fixing all necessary specials, cutting pipes,cutting holes in walls or R.C floor where necessary and mending good all damages excluding the cost of masonry or concrete work, if necessary but including the cost and fitting and fixing holder bat clamps (any floor) or for underground work including cutting trenches upto 1.5 mtr. and refilling the same complete as per direction of the Engineer - in - Charge.(payment will be made on centre line measurment of the total pipe line including specials) (B) Under ground (i) 110 mm | BI01010001010000000000000515BI0100001269 | 415 | Mtr. | 95.02 |  |  | Excess(+) | 1 | Full Conversion | INR | [40 empty] | 39433.3 | 39433.3 | INR Thirty Nine Thousand Four Hundred & Thirty Three and Paise Thirty Only | 84 | 95.02 | 34860
159 | Supplying P.V.C. water storage tank of approved quality with closed top with lid (Black) - Multilayer (c) 1000 litre capacity | BI01010001010000000000000515BI0100001270 | 1 | Each | 5800.79 |  |  | Excess(+) | 1 | Full Conversion | INR | [40 empty] | 5800.79 | 5800.79 | INR Five Thousand Eight Hundred and Paise Seventy Nine Only | 5128 | 5800.79 | 5128
160 | Supplying P.V.C. water storage tank of approved quality with closed top with lid (Black) - Multilayer (c) 2000 litre capacity | BI01010001010000000000000515BI0100001271 | 6 | Each | 11802.94 |  |  | Excess(+) | 1 | Full Conversion | INR | [40 empty] | 70817.64 | 70817.64 | INR Seventy Thousand Eight Hundred & Seventeen and Paise Sixty Four Only | 10434 | 11802.94 | 62604
161 | Labour for hoisting plastic water storage tank. (i) Upto 1500 litre capacity. | BI01010001010000000000000515BI0100001272 | 1 | Each | 108.6 |  |  | Excess(+) | 1 | Full Conversion | INR | [40 empty] | 108.6 | 108.6 | INR One Hundred & Eight and Paise Sixty Only | 96 | 108.6 | 96
162 | Labour for hoisting plastic water storage tank. (ii) Above 1500 litre upto 5000 litre capacity. | BI01010001010000000000000515BI0100001273 | 6 | Each | 255.65 |  |  | Excess(+) | 1 | Full Conversion | INR | [40 empty] | 1533.9 | 1533.9 | INR One Thousand Five Hundred & Thirty Three and Paise Ninety Only | 226 | 255.65 | 1356
163 | Constructing Inspection pit of inside measurement 600mm X 600mm X upto 600mm (depth) with 250 mm thick 1st. class brick work in cement mortar (1:4) on all sides, bottom of the pit consisting of 100 mm thick cement concrete (1:3:6) with stone chips over a layer of jhama brick flat soling,15 mm thick (1:4) cement plaster to inside walls and out-side walls upto G.L. and 20 mm.thick (1:4) plaster to bottom of the pit, providing necessary invert with cement concrete (1:3:6) with stone chips as per direction, neat cement finishing to entire internal surfaces, top of the pit covered with 100 mm thick R.C.C. slab (1:1.5:3) with stone chips and necessary reinforcements upto 1% and shuttering including 6 mm thick cement plaster (1:4) in all external surfaces of the slab and one 560 mm dia. R.C.C. manhole cover of approved make supplied, fitted and fixed in the slab with necessary fittings, necessary earthwork in excavation in all sorts of soil, filling sides of the pit with earth and removing spoils after work complete in all respect with all costs of labour and materials. With Pakur variety.(SAIL/TATA/RINL). | BI01010001010000000000000515BI0100001274 | 20 | Each | 8040.57 |  |  | Excess(+) | 1 | Full Conversion | INR | [40 empty] | 160811.4 | 160811.4 | INR One Lakh Sixty Thousand Eight Hundred & Eleven and Paise Forty Only | 7108 | 8040.57 | 142160
164 | Construction of septic tank of different capacities as per approved drawing with 1st class brick work in cement mortar (1:4) including two 560 mm dia. R.C.C. manhole cover(heavy type)of approved make supplied, fitted and fixed in the 100mm thick R.C.C (1:1.5:3) top slab with necessary fittings, 20mm thick cement plaster (4 : 1) with neat cement finish to the internal surfaces and 15 mm thick cement plaster (4 : 1) to outside wall upto 200 mm below G.L floor finished with 25 mm thick grey artificial stone over 100 mm thick R.C.C(1:1.5:3) bottom slab including supplying, fitting and fixing all necessry specials, fittings, S.W. tees, C.I. foot rest etc. including excavation earth in all sorts of soil, shoring, bailing out and pumping out water as necessary, ramming, dressing the bed and fefilling the sides of the tanks with earth, removing spoils, filling up the chamber with clear water, attached inspection pit as per approved drawing and connecting all necessary pipes, joints etc. with internal plaster work and artificial stone flooring is to be done with admixture of water proofing compoundabour . With Pakur variety.(SAIL/TATA/RINL).For 10 users | BI01010001010000000000000515BI0100001275 | 1 | Each | 40223.21 |  |  | Excess(+) | 1 | Full Conversion | INR | [40 empty] | 40223.21 | 40223.21 | INR Forty Thousand Two Hundred & Twenty Three and Paise Twenty One Only | 35558 | 40223.21 | 35558
165 | Construction of septic tank of different capacities as per approved drawing with 1st class brick work in cement mortar (1:4) including two 560 mm dia. R.C.C. manhole cover(heavy type)of approved make supplied, fitted and fixed in the 100mm thick R.C.C (1:1.5:3) top slab with necessary fittings, 20mm thick cement plaster (4 : 1) with neat cement finish to the internal surfaces and 15 mm thick cement plaster (4 : 1) to outside wall upto 200 mm below G.L floor finished with 25 mm thick grey artificial stone over 100 mm thick R.C.C(1:1.5:3) bottom slab including supplying, fitting and fixing all necessry specials, fittings, S.W. tees, C.I. foot rest etc. including excavation earth in all sorts of soil, shoring, bailing out and pumping out water as necessary, ramming, dressing the bed and fefilling the sides of the tanks with earth, removing spoils, filling up the chamber with clear water, attached inspection pit as per approved drawing and connecting all necessary pipes, joints etc. with internal plaster work and artificial stone flooring is to be done with admixture of water proofing compoundabour . With Pakur variety.(SAIL/TATA/RINL). For 50 users | BI01010001010000000000000515BI0100001276 | 1 | Each | 101244.66 |  |  | Excess(+) | 1 | Full Conversion | INR | [40 empty] | 101244.66 | 101244.66 | INR One Lakh One Thousand Two Hundred & Forty Four and Paise Sixty Six Only | 89502 | 101244.66 | 89502
166 | Construction of septic tank of different capacities as per approved drawing with 1st class brick work in cement mortar (1:4) including two 560 mm dia. R.C.C. manhole cover(heavy type)of approved make supplied, fitted and fixed in the 100mm thick R.C.C (1:1.5:3) top slab with necessary fittings, 20mm thick cement plaster (4 : 1) with neat cement finish to the internal surfaces and 15 mm thick cement plaster (4 : 1) to outside wall upto 200 mm below G.L floor finished with 25 mm thick grey artificial stone over 100 mm thick R.C.C(1:1.5:3) bottom slab including supplying, fitting and fixing all necessry specials, fittings, S.W. tees, C.I. foot rest etc. including excavation earth in all sorts of soil, shoring, bailing out and pumping out water as necessary, ramming, dressing the bed and fefilling the sides of the tanks with earth, removing spoils, filling up the chamber with clear water, attached inspection pit as per approved drawing and connecting all necessary pipes, joints etc. with internal plaster work and artificial stone flooring is to be done with admixture of water proofing compoundabour . With Pakur variety.(SAIL/TATA/RINL).For 100 users | BI01010001010000000000000515BI0100001277 | 1 | Each | 128011.12 |  |  | Excess(+) | 1 | Full Conversion | INR | [40 empty] | 128011.12 | 128011.12 | INR One Lakh Twenty Eight Thousand &Eleven and Paise Twelve Only | 113164 | 128011.12 | 113164
167 | Construction of circular soak well 2.5 metre deep in all types of sandy soils with dry brick work upto 1.6 metre from the bottom having 150 mm intermediate cement brick work (1:4) band all round and cement brick work (1:4) upto 0.90 metre from top with 20mm thick cement plastering (1:4) to inside face upto the depth of cement brick work, 15mm thick cement plaster (1:4) on outer face from top of the well upto G.L. and 6 mm thick cement plaster (1:4) on top of the R.C.C. cover slab including filling bottom 1.00 metre of inside of the well with brick metal (50 mm to 63 mm size) including R.C.C. cover slab of 100 mm thick with cement conc (1:1.5:3) with stone chips with necessary reinforcement and shuttering including one 560 mm dia. R.C.C. manhole cover (heavy type)of approved make supplied, fitted and fixed in the cover slab with necessary fittings, making nacessary arrangements for pipe connections, excavation of well including shoring, dewatering and in all respect with all costs of labour and materials. With 250 mm thick dry brick work and 250 mm thick cement brick work (6:1) and 1.00m inside dia. For SAIL/TATA/RINL | BI01010001010000000000000515BI0100001278 | 3 | Each | 18410.28 |  |  | Excess(+) | 1 | Full Conversion | INR | [40 empty] | 55230.84 | 55230.84 | INR Fifty Five Thousand Two Hundred & Thirty and Paise Eighty Four Only | 16275 | 18410.28 | 48825
168 | Electrical Works. Supply & fixing 415 volt 125 A TPN switch in S.S. enclosure with HRC fuses onLS & NL to be fixed on angle frame on wall including earthing attachment.(LT/Seimens) | BI01010001010000000000000515BI0100001279 | 1 | set | 8639.48 |  |  | Excess(+) | 1 | Full Conversion | INR | [40 empty] | 8639.48 | 8639.48 | INR Eight Thousand Six Hundred & Thirty Nine and Paise Forty Eight Only | 7415 | 8639.48 | 7415
169 | Supply & fixing 415V 200A capacity MS (16SWG) Busbar Chamber having dimension of (500x150mm) to be fixed on iron frame on wall consisting of 4 nos cupper bars of size (4x50x5mm). The same BBC should have a separate cubicle at one end consisting 3 nos 200A capacity porcelain cut out fuse unit & one nutral bar to receive the service cable including connecting the cut out fuse units with the BBC by S/F 4 x 35 sqmm PVC insulated copper wire duly socketed at both ends incl. earthing attachment & painting | BI01010001010000000000000515BI0100001280 | 2 | mtr | 4389.07 |  |  | Excess(+) | 1 | Full Conversion | INR | [40 empty] | 8778.14 | 8778.14 | INR Eight Thousand Seven Hundred & Seventy Eight and Paise Fourteen Only | 3767 | 4389.07 | 7534
170 | Supply & fixing 415 volt 100 A TPN switch in S.S. enclosure with HRC fuses onLS & NL to be fixed on angle frame on wall including earthing attachment.(LT/Seimens) | BI01010001010000000000000515BI0100001281 | 1 | set | 7367.15 |  |  | Excess(+) | 1 | Full Conversion | INR | [40 empty] | 7367.15 | 7367.15 | INR Seven Thousand Three Hundred & Sixty Seven and Paise Fifteen Only | 6323 | 7367.15 | 6323
171 | Supplying and fixing 100 A Changeover switch with Sheet Steel enclosure on angle iron frame on wall with nuts bolts etcn.(Havells/HPL) | BI01010001010000000000000515BI0100001282 | 1 | set | 10862.56 |  |  | Excess(+) | 1 | Full Conversion | INR | [40 empty] | 10862.56 | 10862.56 | INR Ten Thousand Eight Hundred & Sixty Two and Paise Fifty Six Only | 9323 | 10862.56 | 9323
172 | Supply & fixing 415 volt 63 A TPN switch in S.S. enclosure with HRC fuses onLS & NL to be fixed on angle frame on wall including earthing attachment.(LT/Seimens) | BI01010001010000000000000515BI0100001283 | 4 | set | 4814.34 |  |  | Excess(+) | 1 | Full Conversion | INR | [40 empty] | 19257.36 | 19257.36 | INR Nineteen Thousand Two Hundred & Fifty Seven and Paise Thirty Six Only | 4132 | 4814.34 | 16528
173 | Supplying and fixing 8 way double door Vertical TPN(Up to 160A) MCB Distribution board (Legrand/Seimens/ABB as approved by EIC) for MCCB incomer with IP-42/43 protection, on angle iron frame on wall & mending good the damages to original finish incl. Inter connection with suitable size of copper wire and neutral link & provision for earthing attachment 125 A Four Pole MCB isolator -- 1 nos 63 A TP MCB - - 5 nos 6-32 A SP MCB - 3 nos | BI01010001010000000000000515BI0100001284 | 1 | set | 19400.68 |  |  | Excess(+) | 1 | Full Conversion | INR | [40 empty] | 19400.68 | 19400.68 | INR Nineteen Thousand Four Hundred and Paise Sixty Eight Only | 16651 | 19400.68 | 16651
174 | Supply & fixing 4 way double door horizontal TPN MCB DB with SS enclosure (Legrand cat no 607715)(Legrand/Seimens/ABB) concealed in wall after cutting the wall & mending good the damages to original finish with earthing attachment comprising with the following. a) 63 A Four Pole MCB isolator -- -1 No. b) 16 to 32 A range SP MCB. --- 12 Nos. | BI01010001010000000000000515BI0100001285 | 4 | set | 6962.85 |  |  | Excess(+) | 1 | Full Conversion | INR | [40 empty] | 27851.4 | 27851.4 | INR Twenty Seven Thousand Eight Hundred & Fifty One and Paise Forty Only | 5976 | 6962.85 | 23904
175 | Supply & fixing SPN MCB DB (2+8) WAY (Make legrand/ Seimens/ABB) with S.S. Enclosure concealed in wall after cutting wall & mending good the damages & earthing attachment comprising with the following: a) 40 A DP isolator - 1 No. b) 6 to 16 A range SPMCB - 8 Nos. | BI01010001010000000000000515BI0100001286 | 8 | set | 3898.55 |  |  | Excess(+) | 1 | Full Conversion | INR | [40 empty] | 31188.4 | 31188.4 | INR Thirty One Thousand One Hundred & Eighty Eight and Paise Forty Only | 3346 | 3898.55 | 26768
176 | Laying of the following Al armoured cable through under ground trench 460mm wide x 760mm average depth with necy brick protechtion 8 nos brick per metre, incl filling up the excaveted trench with shifted soil, levelling up & restoring the surface duly rammed 3.5 x 50 sq mm XLPE/A cable | BI01010001010000000000000515BI0100001287 | 500 | mtr | 200.4 |  |  | Excess(+) | 1 | Full Conversion | INR | [40 empty] | 100200 | 100200 | INR One Lakh Two Hundred Only | 172 | 200.4 | 86000
177 | Laying of cable upto 3.5 core 50 sqmm on wall/surface incl. S & F MS saddles with earthing attachment in 10 SWG GI (Hot Dip) Wire, making holes etc. as necy. mending good damages and painting | BI01010001010000000000000515BI0100001288 | 50 | mtr | 83.89 |  |  | Excess(+) | 1 | Full Conversion | INR | [40 empty] | 4194.5 | 4194.5 | INR Four Thousand One Hundred & Ninety Four and Paise Fifty Only | 72 | 83.89 | 3600
178 | Supply & fixing compression type gland with brass gland brass ring incl. socketing the ends off by crimping method incl. S/F solderless socket (Dowels make) & jointing ,materials etc.3.5 x 50 sq mm XLPE/A cable | BI01010001010000000000000515BI0100001289 | 10 | set | 229.53 |  |  | Excess(+) | 1 | Full Conversion | INR | [40 empty] | 2295.3 | 2295.3 | INR Two Thousand Two Hundred & Ninety Five and Paise Thirty Only | 197 | 229.53 | 1970
179 | Supply & Fixing FP enclosure (Legrand/Seimens/ABB) concealed in wall & mending good the damages to original finish incl. earthing attachment comprising with the following: a) 32 DP MCB Isolator (Legrand) - 1 nos b) 6-16 A SP MCB - 2 nos (Roof light & Stair light) | BI01010001010000000000000515BI0100001290 | 4 | set | 1186.11 |  |  | Excess(+) | 1 | Full Conversion | INR | [40 empty] | 4744.44 | 4744.44 | INR Four Thousand Seven Hundred & Forty Four and Paise Forty Four Only | 1018 | 1186.11 | 4072
180 | Supply & laying medium gauge 50 mm dia G.I. Pipe (ISI -m) for cable protection. | BI01010001010000000000000515BI0100001291 | 30 | mtr | 384.49 |  |  | Excess(+) | 1 | Full Conversion | INR | [40 empty] | 11534.7 | 11534.7 | INR Eleven Thousand Five Hundred & Thirty Four and Paise Seventy Only | 330 | 384.49 | 9900
181 | Supply & fixing (40mmx40mmx6mm) G I Pole clamp with nuts, bolts & washer for holding vertical 40 mm dia G I cable protechtion pipe from service pole. | BI01010001010000000000000515BI0100001292 | 6 | set | 174.77 |  |  | Excess(+) | 1 | Full Conversion | INR | [40 empty] | 1048.62 | 1048.62 | INR One Thousand &Forty Eight and Paise Sixty Two Only | 150 | 174.77 | 900
182 | Supply & drawing PVC insulated (FR) Copper wire through alkathene pipe recessed in wall & mending good the damages. a) 4 X 10 + 2 X 6 Sqmm.(VTPN) | BI01010001010000000000000515BI0100001293 | 50 | mtr | 645.49 |  |  | Excess(+) | 1 | Full Conversion | INR | [40 empty] | 32274.5 | 32274.5 | INR Thirty Two Thousand Two Hundred & Seventy Four and Paise Fifty Only | 554 | 645.49 | 27700
183 | Supply & drawing PVC insulated (FR) Copper wire through alkathene pipe recessed in wall & mending good the damages. d)2x80/0.4 (10 sqmm) + 1x84/0.3 (6 sqmm) as ECC(TPN) | BI01010001010000000000000515BI0100001294 | 180 | Mtr | 362.36 |  |  | Excess(+) | 1 | Full Conversion | INR | [40 empty] | 65224.8 | 65224.8 | INR Sixty Five Thousand Two Hundred & Twenty Four and Paise Eighty Only | 311 | 362.36 | 55980
184 | Supply & drawing PVC insulated (FR) Copper wire through alkathene pipe recessed in wall & mending good the damages. b) 2 X 4 + 1 X 2.5 Sqmm.(A/C) | BI01010001010000000000000515BI0100001295 | 570 | mtr | 184.09 |  |  | Excess(+) | 1 | Full Conversion | INR | [40 empty] | 104931.3 | 104931.3 | INR One Lakh Four Thousand Nine Hundred & Thirty One and Paise Thirty Only | 158 | 184.09 | 90060
185 | Supply & drawing PVC insulated (FR) Copper wire through alkathene pipe recessed in wall & mending good the damages. 2x36/0.3 (2.5 sqmm) + 1x22/0.3 (1.5 sqmm) as ECC(P/P plug/Com Plug) | BI01010001010000000000000515BI0100001296 | 350 | mtr | 149.14 |  |  | Excess(+) | 1 | Full Conversion | INR | [40 empty] | 52199 | 52199 | INR Fifty Two Thousand One Hundred & Ninety Nine Only | 128 | 149.14 | 44800
186 | Supply & drawing PVC insulated (FR) Copper wire through alkathene pipe recessed in wall & mending good the damages. c) 3 x 1.5 sq mm(Out door Light) | BI01010001010000000000000515BI0100001297 | 580 | Mtr | 129.33 |  |  | Excess(+) | 1 | Full Conversion | INR | [40 empty] | 75011.4 | 75011.4 | INR Seventy Five Thousand &Eleven and Paise Forty Only | 111 | 129.33 | 64380
187 | Distn. wiring in 22/0.3 (1.5 sqmm) single core stranded 'FR' PVC insulated & unsheathed single core stranded copper wire (Brand approved by EIC) in 19 mm bore, 3 mm thick polythen pipe complete with all accessories embedded in wall to light/fan/call bell points with Modular type switch (Brand approved by EIC) fixed on Modular GI switch board with top cover plate flushed in wall incl. mending good damages to original finish(Ave. run 8 mtr.) | BI01010001010000000000000515BI0100001298 | 350 | pts | 1273.49 |  |  | Excess(+) | 1 | Full Conversion | INR | [40 empty] | 445721.5 | 445721.5 | INR Four Lakh Forty Five Thousand Seven Hundred & Twenty One and Paise Fifty Only | 1093 | 1273.49 | 382550
188 | Distn. wiring in 22/0.3 (1.5 sqmm) single core stranded 'FR' PVC insulated & unsheathed single core stranded copper wire (Brand approved by EIC) in 19 mm bore, 3 mm thick polythen pipe complete with all accessories embedded in wall to 240 V 6A 5 pin plug point incl. S&F 240 V 6A 3 pin Modular type plug socket & Modular type switch (Brand approved by EIC) incl. S&F earth continuity wire, fixed on 4 Module GI switchboard with 3/4 Module top cover plate flushed in wall incl. mending good damages to original finish a) on board | BI01010001010000000000000515BI0100001299 | 65 | pts | 290.12 | 249 |  | Excess(+) | 1 | Full Conversion | INR | [40 empty] | 18857.8 | 18857.8 | INR Eighteen Thousand Eight Hundred & Fifty Seven and Paise Eighty Only | 249 | 290.12 | 16185
189 | Distn. wiring in 22/0.3 (1.5 sqmm) single core stranded 'FR' PVC insulated & unsheathed single core stranded copper wire (Brand approved by EIC) in 19 mm bore, 3 mm thick polythen pipe complete with all accessories embedded in wall to 240 V 6A 5 pin plug point incl. S&F 240 V 6A 3 pin Modular type plug socket & Modular type switch (Brand approved by EIC) incl. S&F earth continuity wire, fixed on 4 Module GI switchboard with 3/4 Module top cover plate flushed in wall incl. mending good damages to original finish b) Ave 4.5 mtr | BI01010001010000000000000515BI0100001300 | 50 | pts | 1092.9 | 938 |  | Excess(+) | 1 | Full Conversion | INR | [40 empty] | 54645 | 54645 | INR Fifty Four Thousand Six Hundred & Forty Five Only | 938 | 1092.9 | 46900
190 | Supply & Fixing 240 V, 16 A, 3 pin Modular type Power plug socket (Cabtree) with 16A Modular type socket (Cabtree) with 16A Modular type switch, without plug top on 4 Module GI Modular type switch board with top cover plate flushed in wall incl. S&F switch board and cover plate and making necy. connections | BI01010001010000000000000515BI0100001301 | 14 | each | 531.3 |  |  | Excess(+) | 1 | Full Conversion | INR | [40 empty] | 7438.2 | 7438.2 | INR Seven Thousand Four Hundred & Thirty Eight and Paise Twenty Only | 456 | 531.3 | 6384
191 | Supply & fixing computer plug board modular type of 12 module GI box with cover plate recessed in wall comprising with the following (Legrand/Cabtree) ----- a) 6/16A socket & 16A switch --1 set b) 6A socket & 6A switch --2 sets | BI01010001010000000000000515BI0100001302 | 20 | set | 1407.48 |  |  | Excess(+) | 1 | Full Conversion | INR | [40 empty] | 28149.6 | 28149.6 | INR Twenty Eight Thousand One Hundred & Forty Nine and Paise Sixty Only | 1208 | 1407.48 | 24160
192 | Supply & Fixing 240 V, 25 A, 3 pin Modular type plug socket (Brand approved by EIC), without plug top and switch with 2 Module GI Modular type switch board with top cover plate flushed in wall and making necy. connections with PVC Cu wire and earth continuity wire. | BI01010001010000000000000515BI0100001303 | 2 | each | 411.29 |  |  | Excess(+) | 1 | Full Conversion | INR | [40 empty] | 822.58 | 822.58 | INR Eight Hundred & Twenty Two and Paise Fifty Eight Only | 353 | 411.29 | 706
193 | Supply & Fixing 240 V,25 A, 3 pin Modular type plug top with indicator (Brand approved by EIC) & necy. Connections.(For AC m/c) | BI01010001010000000000000515BI0100001304 | 2 | each | 150.3 |  |  | Excess(+) | 1 | Full Conversion | INR | [40 empty] | 300.6 | 300.6 | INR Three Hundred and Paise Sixty Only | 129 | 150.3 | 258
194 | Supply & fixing socket type electronics Modular socket type fan regulator (Legrand/Crabtree) including connection. | BI01010001010000000000000515BI0100001305 | 75 | each | 450.91 |  |  | Excess(+) | 1 | Full Conversion | INR | [40 empty] | 33818.25 | 33818.25 | INR Thirty Three Thousand Eight Hundred & Eighteen and Paise Twenty Five Only | 387 | 450.91 | 29025
195 | Supplying & Fixing of Box type fan clamp of 150mm dia & 80mm depth made of 16 SWG CRCA sheet with one end duly sealed by cover, properly welded, incl. S&F 12mm dia 600mm long MS rod duly bent at the centre position of rod to grip fan bobbin properly, incl. binding the rod and fan box with reinforcement by 22 SWG steel binding wire, incl. supply & covering the box with alkathene sheet, placed in order to prevent concrete from entering the box. | BI01010001010000000000000515BI0100001306 | 75 | each | 202.73 |  |  | Excess(+) | 1 | Full Conversion | INR | [40 empty] | 15204.75 | 15204.75 | INR Fifteen Thousand Two Hundred & Four and Paise Seventy Five Only | 174 | 202.73 | 13050
196 | Fixing only exhaust fan after making hole in wall and making good damages and smooth cement finish etc. as practicable as possible and providing necy. length of PVC insulated wire and making connection for exhaust & louvre shutter after cutting hole on wall & mending good the damages of following diameter: 30 cm (12") | BI01010001010000000000000515BI0100001307 | 30 | each | 383.33 |  |  | Excess(+) | 1 | Full Conversion | INR | [40 empty] | 11499.9 | 11499.9 | INR Eleven Thousand Four Hundred & Ninety Nine and Paise Ninety Only | 329 | 383.33 | 9870
197 | Fixing only exhaust fan after making hole in wall and making good damages and smooth cement finish etc. as practicable as possible and providing necy. length of PVC insulated wire and making connection for exhaust & louvre shutter after cutting hole on wall & mending good the damages of following diameter: 23 cm (9") | BI01010001010000000000000515BI0100001308 | 2 | each | 278.47 |  |  | Excess(+) | 1 | Full Conversion | INR | [40 empty] | 556.94 | 556.94 | INR Five Hundred & Fifty Six and Paise Ninety Four Only | 239 | 278.47 | 478
198 | Fixing only single /twin fluorescent light fitting complete with all accessories directly on wall/ceiling/HW round block and suitable size of MS fastener | BI01010001010000000000000515BI0100001309 | 230 | each | 116.51 |  |  | Excess(+) | 1 | Full Conversion | INR | [40 empty] | 26797.3 | 26797.3 | INR Twenty Six Thousand Seven Hundred & Ninety Seven and Paise Thirty Only | 100 | 116.51 | 23000
199 | Fixing only bulk head ceiling fitting on wall /ceiling by screws etc. | BI01010001010000000000000515BI0100001310 | 10 | each | 65.25 |  |  | Excess(+) | 1 | Full Conversion | INR | [40 empty] | 652.5 | 652.5 | INR Six Hundred & Fifty Two and Paise Fifty Only | 56 | 65.25 | 560
200 | Fixing only pendent light fitting complete with lamp, shade and 24/0.2 mm (1.5 sqmm) flexible copper wire incl. S&F pendent holder | BI01010001010000000000000515BI0100001311 | 1 | each | 55.93 |  |  | Excess(+) | 1 | Full Conversion | INR | [40 empty] | 55.93 | 55.93 | INR Fifty Five and Paise Ninety Three Only | 48 | 55.93 | 48
201 | Fixing only outdoor / street light type LED light fitting complete with all accessories to be fixed/projected from the wall of the building incl. making holes to building, S&F 40 mm dia GI pipe (ISI-Medium) 1.50 mts. average length, with GI socket at one end and thread at the other end & suitable bend to house the fitting & making necy. connections with S&F necy. length of 1.5 sqmm PVC insulated single core stranded annealed copper wire and making connections as required and mending good damages to wall and painting | BI01010001010000000000000515BI0100001312 | 16 | set | 841.23 |  |  | Excess(+) | 1 | Full Conversion | INR | [40 empty] | 13459.68 | 13459.68 | INR Thirteen Thousand Four Hundred & Fifty Nine and Paise Sixty Eight Only | 722 | 841.23 | 11552
202 | Supplying & Fixing GI waterproof type looping cable box size 200x150x100 mm deep having 4 mm thick comprising of one 250V 15 A kit-kat fuse unit, one NL on porcelain insulator, one compression type brass cable gland for upto 2- core 16 sqmm PVC/A cable and having lined with rubber gasketted GI top cover with brass machine screws etc., earthing terminal with lug, on steel tubular pole near base, including S&F 40x6 mm thick, MS clamps with bolts, nuts etc. including painting with anticorrosive paint | BI01010001010000000000000515BI0100001313 | 16 | each | 533.63 |  |  | Excess(+) | 1 | Full Conversion | INR | [40 empty] | 8538.08 | 8538.08 | INR Eight Thousand Five Hundred & Thirty Eight and Paise Eight Only | 458 | 533.63 | 7328
203 | Earthing the installation by 50 mm dia. G.I. Pipe (ISI-M) of 3.64 mtr. Long driven to an depth of 3.65 mtr. Below the ground level including S/F 1X4 SWG. G.I. Earth wire (4 mtr. Long) with nuts bolts & washers. | BI01010001010000000000000515BI0100001314 | 10 | set | 1595.07 |  |  | Excess(+) | 1 | Full Conversion | INR | [40 empty] | 15950.7 | 15950.7 | INR Fifteen Thousand Nine Hundred & Fifty and Paise Seventy Only | 1369 | 1595.07 | 13690
204 | Supplying & fixing earth busbar of galvanized (Hot Dip) MS flat 25 mm x 6 mm on wall having clearance of 6 mm from wall including providing drilled holes on the busbar complete with GI bolts, nuts, washers, spacing insulators etc. as required | BI01010001010000000000000515BI0100001315 | 1.2 | mtr | 181.76 |  |  | Excess(+) | 1 | Full Conversion | INR | [40 empty] | 218.11 | 218.11 | INR Two Hundred & Eighteen and Paise Eleven Only | 156 | 181.76 | 187.2
205 | Supplying & fixing earth busbar of galvanized (Hot Dip) MS flat 40 mm x 6 mm on wall having clearance of 6 mm from wall including providing drilled holes on the busbar complete with GI bolts, nuts, washers, spacing insulators etc. as required | BI01010001010000000000000515BI0100001316 | 30 | mtr | 226.04 |  |  | Excess(+) | 1 | Full Conversion | INR | [40 empty] | 6781.2 | 6781.2 | INR Six Thousand Seven Hundred & Eighty One and Paise Twenty Only | 194 | 226.04 | 5820
206 | Supply & laying 50 mm dia G.I.pipe (ISI-M) for cable protection | BI01010001010000000000000515BI0100001317 | 6 | mtr | 384.49 |  |  | Excess(+) | 1 | Full Conversion | INR | [40 empty] | 2306.94 | 2306.94 | INR Two Thousand Three Hundred & Six and Paise Ninety Four Only | 330 | 384.49 | 1980
207 | Supply & fixing (40mmx40mmx6mm) G I Pole clamp with nuts, bolts & washer for holding vertical 40 mm dia G I cable protection pipe from service pole. | BI01010001010000000000000515BI0100001318 | 2 | set | 174.77 |  |  | Excess(+) | 1 | Full Conversion | INR | [40 empty] | 349.54 | 349.54 | INR Three Hundred & Forty Nine and Paise Fifty Four Only | 150 | 174.77 | 300
208 | NON-SCHEDULE ITEM Supply & delevery of 1.1 Kv grade XLPE Aluminium armoured cable(make Gloster/Nicco/Havells) 3.5 x 50 sq mm | BI01010001010000000000000515BI0100001319 | 550 | mtr | 334.31 |  |  | Excess(+) | 1 | Full Conversion | INR | [40 empty] | 183870.5 | 183870.5 | INR One Lakh Eighty Three Thousand Eight Hundred & Seventy and Paise Fifty Only | 331 | 334.31 | 182050
209 | Supply 2' single LED type tube light fitting complete with all acessaries directly on ceiling with HW round block & suitable size of MS fastener (Crompton/Havells as approved by EIC) | BI01010001010000000000000515BI0100001320 | 45 | set | 413.09 |  |  | Excess(+) | 1 | Full Conversion | INR | [40 empty] | 18589.05 | 18589.05 | INR Eighteen Thousand Five Hundred & Eighty Nine and Paise Five Only | 409 | 413.09 | 18405
210 | Supply 4' single LED type tube light fitting complete with all acessaries directly on ceiling with HW round block & suitable size of MS fastener (Crompton/Havells as approved by EIC) | BI01010001010000000000000515BI0100001321 | 145 | set | 831.23 |  |  | Excess(+) | 1 | Full Conversion | INR | [40 empty] | 120528.35 | 120528.35 | INR One Lakh Twenty Thousand Five Hundred & Twenty Eight and Paise Thirty Five Only | 823 | 831.23 | 119335
211 | Supply 4' twin LED type tube light fitting complete with all acessaries directly on ceiling with HW round block & suitable size of MS fastener(Crompton/Havells as approved by EIC) | BI01010001010000000000000515BI0100001322 | 40 | set | 1295.83 |  |  | Excess(+) | 1 | Full Conversion | INR | [40 empty] | 51833.2 | 51833.2 | INR Fifty One Thousand Eight Hundred & Thirty Three and Paise Twenty Only | 1283 | 1295.83 | 51320
212 | Supply of LED type Bulk Head light fitting (Crompton/Havells as approved by EIC) | BI01010001010000000000000515BI0100001323 | 10 | set | 1651.35 |  |  | Excess(+) | 1 | Full Conversion | INR | [40 empty] | 16513.5 | 16513.5 | INR Sixteen Thousand Five Hundred & Thirteen and Paise Fifty Only | 1635 | 1651.35 | 16350
213 | Supply & fixing of 1200mm sweep Ceiling Fan (Orient,New Bridge, White) or equivalent as approved by the EIC,complete with all acessaries Incl S/F necy copper flex wire. | BI01010001010000000000000515BI0100001324 | 75 | each | 2232.1 |  |  | Excess(+) | 1 | Full Conversion | INR | [40 empty] | 167407.5 | 167407.5 | INR One Lakh Sixty Seven Thousand Four Hundred & Seven and Paise Fifty Only | 2210 | 2232.1 | 165750
214 | Supply of 225 mm (9") sweep heavy duty exhaust fan (EPC/ Crompton) | BI01010001010000000000000515BI0100001325 | 2 | each | 1720.03 |  |  | Excess(+) | 1 | Full Conversion | INR | [40 empty] | 3440.06 | 3440.06 | INR Three Thousand Four Hundred & Forty and Paise Six Only | 1703 | 1720.03 | 3406
215 | Supply of 425 mm (12") sweep heavy duty exhaust fan (EPC/ Crompton) | BI01010001010000000000000515BI0100001326 | 30 | each | 3120.9 |  |  | Excess(+) | 1 | Full Conversion | INR | [40 empty] | 93627 | 93627 | INR Ninety Three Thousand Six Hundred & Twenty Seven Only | 3090 | 3120.9 | 92700
216 | Supply & fixing 3W LED night Lamp (Crompton/Philps) for batten light points | BI01010001010000000000000515BI0100001327 | 15 | Set | 171.7 |  |  | Excess(+) | 1 | Full Conversion | INR | [40 empty] | 2575.5 | 2575.5 | INR Two Thousand Five Hundred & Seventy Five and Paise Fifty Only | 170 | 171.7 | 2550
217 | Supply & fixing 9W LED night Lamp (Crompton/Philps) for batten light points | BI01010001010000000000000515BI0100001328 | 4 | Set | 343.4 |  |  | Excess(+) | 1 | Full Conversion | INR | [40 empty] | 1373.6 | 1373.6 | INR One Thousand Three Hundred & Seventy Three and Paise Sixty Only | 340 | 343.4 | 1360
218 | SUPPLY & INSTALLATION OF AC MACHINE Supply & delivery through DGS & D rate contract basic of the following split type AC machines (3 Star rated)(Make Hitachi/Mitshubishi) complete with indoor outdoor unit & coper refrigerant pipes upto 5 mtr length with synthetic insulation etc. 1.5 TR Split type (3 Star rated) | BI01010001010000000000000515BI0100001329 | 2 | each | 38176.99 |  |  | Excess(+) | 1 | Full Conversion | INR | [40 empty] | 76353.98 | 76353.98 | INR Seventy Six Thousand Three Hundred & Fifty Three and Paise Ninety Eight Only | 37799 | 38176.99 | 75598
219 | Supply & Fixing 240 V, 25 A, Modular type AC m/c starter (Eletron OLP - 3) 4 Module GI Modular type switch board with 4 Module top cover plate flushed in wall incl. S&F switch board and cover plate and making necy. connections with PVC Cu wire and earth continuity wire .(For AC m/c) | BI01010001010000000000000515BI0100001330 | 2 | each | 2272.5 |  |  | Excess(+) | 1 | Full Conversion | INR | [40 empty] | 4545 | 4545 | INR Four Thousand Five Hundred & Forty Five Only | 2250 | 2272.5 | 4500
220 | Installation charge of indoor & out door unit incl S/F iron bracket frame | BI01010001010000000000000515BI0100001331 | 2 | each | 2474.5 |  |  | Excess(+) | 1 | Full Conversion | INR | [40 empty] | 4949 | 4949 | INR Four Thousand Nine Hundred & Forty Nine Only | 2450 | 2474.5 | 4900
221 | Supply & Installation of copper refrigerent pipes, power cable of different dia as required with synthetic insulation complete. | BI01010001010000000000000515BI0100001332 | 10 | mtr | 757.5 |  |  | Excess(+) | 1 | Full Conversion | INR | [40 empty] | 7575 | 7575 | INR Seven Thousand Five Hundred & Seventy Five Only | 750 | 757.5 | 7500
222 | Supply & installation of extra drain water pipe of approved quality | BI01010001010000000000000515BI0100001333 | 10 | mtr | 68.68 |  |  | Excess(+) | 1 | Full Conversion | INR | [40 empty] | 686.8 | 686.8 | INR Six Hundred & Eighty Six and Paise Eighty Only | 68 | 68.68 | 680
223 | Supply & fixing of 45W LED street light fitting ((Crompton/Havells as approved by EIC)) | BI01010001010000000000000515BI0100001334 | 10 | set | 4790.43 |  |  | Excess(+) | 1 | Full Conversion | INR | [40 empty] | 47904.3 | 47904.3 | INR Forty Seven Thousand Nine Hundred & Four and Paise Thirty Only | 4743 | 4790.43 | 47430
224 | Supply & fixing of 90W LED street light fitting ((Crompton/Havells as approved by EIC)) | BI01010001010000000000000515BI0100001335 | 6 | set | 9145.55 |  |  | Excess(+) | 1 | Full Conversion | INR | [40 empty] | 54873.3 | 54873.3 | INR Fifty Four Thousand Eight Hundred & Seventy Three and Paise Thirty Only | 9055 | 9145.55 | 54330
225 | Supply, delivery at site on foundation, commissioning of 20 KVA,415V, 50HZ, 3ph silent new DG Set, comprising of Engine, alternator, Manual Control Panel, Base frame, Fuel tank, Battery, CPCB - II approved Engine & Acoustic Enclosure having following specifications :- (Jackson/Kirloskar/Dee Power/Ashok layland/Mahindra/Koel Green) ENGINE Make :- Cummins / Caterpillar /Greaves /Kirloskar /Koel Green Engine Type : 4 Stroke Diesel Engine RPM : 1500 Rated Output :- 20 KVA Cooling :- Liquid Cooled Cylinder : 4 (Four) Aspiration : Turbo Charged Type of Governer : Electronic Specific Fuel Consumption 231. gm/ kWh Overload Capacity Panel : 10% overload for one hour for every 11 hours continuous running at full load or better Engine instrumental Panel : Consisting of starting switch with key, Lube Oil Indicator , water temperature Indicatore , RPM indicator and hour meter. (continued) | BI01010001010000000000000515BI0100001336 | [53 empty] | 0 | 0
226 | Safety Controls : Emergency Stop, Low Lube Oil Pressure warning / Shutdown, High Engine Water Temp. Warning / Shutdown, sensor failure Indicator, Engine over speed indicator, Battery charging and low battery indicator. Exhaust Silencer : Residential Type. Starting System : 12 V. / 24 V. Starting system complete with starter motor, charging alternator with rectifier and Cut-out as per manufacturer standard. Battery : 2 nos Battery with 65 Ah capacity Lead Acid, Low Maintenance or SMF and conforming to relevant IS Specification with Low/ High Battery Voltage and Weak Battery warning.Standard Cooling System 40°C. ALTERNATOR Make: Standard /ABB/Emesson/Crompton Greaves/Kirloskar/Koel Green Rating: 415 V ., 3Ph, 50HZ, 20 kva, 1500 RPM, 0.8 P.F Type : Brushless, self excited and self regulated Insulation : Class H Protection : Screen - protected drip proof with Min. IP -23 degree of protection. RPM : 1500 Voltage Regulation Grade : VG 3(continued) | BI01010001010000000000000515BI0100001337 | [53 empty] | 0 | 0
227 | Winding connection : Star with Neutral Total Distortion factor : Less than 3% Total Harmonic distortion in output waveform : < 5% MANUAL CONTROL PANEL Manual Control Panel incl change over switch and other accessories ACOUSTIC ENCLOSURE The DG set should have integrated acoustic enclosure at the manufacturing state itself. High quality acoustic enclosure must be certified as per CPCB -II norms. BASE FRAME Common iron channel of suitable size fabricated base frame containing the engine and alternator , mounted on AVM pads and having provision for lifting Hook. Copy of "Type Approval Certificate"and Certificates of "COP"must be produced at the time of delivery issued from the competent authority (As per CPCB-II) & submission of test certificates. The entire set must be warrented atleast 24 months from the date of delivery (Continued) | BI01010001010000000000000515BI0100001338
228 | iii) Necessary manufacturer's test certificate for Diesel Engine, Alternator etc. Will have to submit in triplicate copy during delivery of the equipment. iv) Copy of "Type Approval Certificate" and Certificate of "COP" must be produced at the time of delivery issued from competent Authority (As per CPCB - II) | BI01010001010000000000000515BI0100001339 | 1 | set | 331679.96 |  |  | Excess(+) | 1 | Full Conversion | INR | [40 empty] | 331679.96 | 331679.96 | INR Three Lakh Thirty One Thousand Six Hundred & Seventy Nine and Paise Ninety Six Only | 328396 | 331679.96 | 328396
229 | Exhaust pipe having required size incl all fixing iron accessories for discharging generator exhaust as per CPCB -II | BI01010001010000000000000515BI0100001340 | 18 | mtr | 3030 |  |  | Excess(+) | 1 | Full Conversion | INR | [40 empty] | 54540 | 54540 | INR Fifty Four Thousand Five Hundred & Forty Only | 3000 | 3030 | 54000
230 | Installation, testing & commissioning with full fuel tank and R.C.C foundation of the above D.G. set to satisfactory operation | BI01010001010000000000000515BI0100001341 | 1 | item | 30300 |  |  | Excess(+) | 1 | Full Conversion | INR | [40 empty] | 30300 | 30300 | INR Thirty Thousand Three Hundred Only | 30000 | 30300 | 30000
Total in Figures | [51 empty] | 30828675.63 | 30828675.63 | INR Three Crore Eight Lakh Twenty Eight Thousand Six Hundred & Seventy Five and Paise Sixty Three Only | 30828675.68 |  |  | 4 | Construction of chamber for 100mm sluice plates | item5 | 10 | Nos
Quoted Rate in Figures |  |  |  | Select | [47 empty] | 0 | 0 | INR Zero Only
Quoted Rate in Words |  | INR Zero Only
Note on K15: gepadmin: 1. If you choose "Full Conversion" then Column BA (AMOUNT) and Column BB (TAXES) BOTH values will be convert based on selected Currency in (Column L). 2. If you choose "Partial Conversion" then Column BA (AMOUNT) only will be converted based on selected currency (Column L) and Column BB (TAXES) value (INR) will be added to the converted values.
Note on K16: gepadmin: 1. If you choose "Full Conversion" then Column BA (AMOUNT) and Column BB (TAXES) BOTH values will be convert based on selected Currency in (Column L). 2. If you choose "Partial Conversion" then Column BA (AMOUNT) only will be converted based on selected currency (Column L) and Column BB (TAXES) value (INR) will be added to the converted values.
Note on K18: gepadmin: 1. If you choose "Full Conversion" then Column BA (AMOUNT) and Column BB (TAXES) BOTH values will be convert based on selected Currency in (Column L). 2. If you choose "Partial Conversion" then Column BA (AMOUNT) only will be converted based on selected currency (Column L) and Column BB (TAXES) value (INR) will be added to the converted values.
Note on K19: gepadmin: 1. If you choose "Full Conversion" then Column BA (AMOUNT) and Column BB (TAXES) BOTH values will be convert based on selected Currency in (Column L). 2. If you choose "Partial Conversion" then Column BA (AMOUNT) only will be converted based on selected currency (Column L) and Column BB (TAXES) value (INR) will be added to the converted values.
Note on K13: gepadmin: 1. If you choose "Full Conversion" then Column BA (AMOUNT) and Column BB (TAXES) BOTH values will be convert based on selected Currency in (Column L). 2. If you choose "Partial Conversion" then Column BA (AMOUNT) only will be converted based on selected currency (Column L) and Column BB (TAXES) value (INR) will be added to the converted values.
Note on K25: gepadmin: 1. If you choose "Full Conversion" then Column BA (AMOUNT) and Column BB (TAXES) BOTH values will be convert based on selected Currency in (Column L). 2. If you choose "Partial Conversion" then Column BA (AMOUNT) only will be converted based on selected currency (Column L) and Column BB (TAXES) value (INR) will be added to the converted values.
Note on K39: gepadmin: 1. If you choose "Full Conversion" then Column BA (AMOUNT) and Column BB (TAXES) BOTH values will be convert based on selected Currency in (Column L). 2. If you choose "Partial Conversion" then Column BA (AMOUNT) only will be converted based on selected currency (Column L) and Column BB (TAXES) value (INR) will be added to the converted values.
Note on K54: gepadmin: 1. If you choose "Full Conversion" then Column BA (AMOUNT) and Column BB (TAXES) BOTH values will be convert based on selected Currency in (Column L). 2. If you choose "Partial Conversion" then Column BA (AMOUNT) only will be converted based on selected currency (Column L) and Column BB (TAXES) value (INR) will be added to the converted values.
Note on K57: gepadmin: 1. If you choose "Full Conversion" then Column BA (AMOUNT) and Column BB (TAXES) BOTH values will be convert based on selected Currency in (Column L). 2. If you choose "Partial Conversion" then Column BA (AMOUNT) only will be converted based on selected currency (Column L) and Column BB (TAXES) value (INR) will be added to the converted values.
Note on K61: gepadmin: 1. If you choose "Full Conversion" then Column BA (AMOUNT) and Column BB (TAXES) BOTH values will be convert based on selected Currency in (Column L). 2. If you choose "Partial Conversion" then Column BA (AMOUNT) only will be converted based on selected currency (Column L) and Column BB (TAXES) value (INR) will be added to the converted values.
Note on K66: gepadmin: 1. If you choose "Full Conversion" then Column BA (AMOUNT) and Column BB (TAXES) BOTH values will be convert based on selected Currency in (Column L). 2. If you choose "Partial Conversion" then Column BA (AMOUNT) only will be converted based on selected currency (Column L) and Column BB (TAXES) value (INR) will be added to the converted values.
Note on K72: gepadmin: 1. If you choose "Full Conversion" then Column BA (AMOUNT) and Column BB (TAXES) BOTH values will be convert based on selected Currency in (Column L). 2. If you choose "Partial Conversion" then Column BA (AMOUNT) only will be converted based on selected currency (Column L) and Column BB (TAXES) value (INR) will be added to the converted values.
Note on K77: gepadmin: 1. If you choose "Full Conversion" then Column BA (AMOUNT) and Column BB (TAXES) BOTH values will be convert based on selected Currency in (Column L). 2. If you choose "Partial Conversion" then Column BA (AMOUNT) only will be converted based on selected currency (Column L) and Column BB (TAXES) value (INR) will be added to the converted values.
Note on K99: gepadmin: 1. If you choose "Full Conversion" then Column BA (AMOUNT) and Column BB (TAXES) BOTH values will be convert based on selected Currency in (Column L). 2. If you choose "Partial Conversion" then Column BA (AMOUNT) only will be converted based on selected currency (Column L) and Column BB (TAXES) value (INR) will be added to the converted values.
Note on K102: gepadmin: 1. If you choose "Full Conversion" then Column BA (AMOUNT) and Column BB (TAXES) BOTH values will be convert based on selected Currency in (Column L). 2. If you choose "Partial Conversion" then Column BA (AMOUNT) only will be converted based on selected currency (Column L) and Column BB (TAXES) value (INR) will be added to the converted values.
Note on K109: gepadmin: 1. If you choose "Full Conversion" then Column BA (AMOUNT) and Column BB (TAXES) BOTH values will be convert based on selected Currency in (Column L). 2. If you choose "Partial Conversion" then Column BA (AMOUNT) only will be converted based on selected currency (Column L) and Column BB (TAXES) value (INR) will be added to the converted values.
Note on K111: gepadmin: 1. If you choose "Full Conversion" then Column BA (AMOUNT) and Column BB (TAXES) BOTH values will be convert based on selected Currency in (Column L). 2. If you choose "Partial Conversion" then Column BA (AMOUNT) only will be converted based on selected currency (Column L) and Column BB (TAXES) value (INR) will be added to the converted values.
Note on K114: gepadmin: 1. If you choose "Full Conversion" then Column BA (AMOUNT) and Column BB (TAXES) BOTH values will be convert based on selected Currency in (Column L). 2. If you choose "Partial Conversion" then Column BA (AMOUNT) only will be converted based on selected currency (Column L) and Column BB (TAXES) value (INR) will be added to the converted values.
Note on K120: gepadmin: 1. If you choose "Full Conversion" then Column BA (AMOUNT) and Column BB (TAXES) BOTH values will be convert based on selected Currency in (Column L). 2. If you choose "Partial Conversion" then Column BA (AMOUNT) only will be converted based on selected currency (Column L) and Column BB (TAXES) value (INR) will be added to the converted values.
Note on K143: gepadmin: 1. If you choose "Full Conversion" then Column BA (AMOUNT) and Column BB (TAXES) BOTH values will be convert based on selected Currency in (Column L). 2. If you choose "Partial Conversion" then Column BA (AMOUNT) only will be converted based on selected currency (Column L) and Column BB (TAXES) value (INR) will be added to the converted values.
Note on K14: gepadmin: 1. If you choose "Full Conversion" then Column BA (AMOUNT) and Column BB (TAXES) BOTH values will be convert based on selected Currency in (Column L). 2. If you choose "Partial Conversion" then Column BA (AMOUNT) only will be converted based on selected currency (Column L) and Column BB (TAXES) value (INR) will be added to the converted values.
Note on K52: gepadmin: 1. If you choose "Full Conversion" then Column BA (AMOUNT) and Column BB (TAXES) BOTH values will be convert based on selected Currency in (Column L). 2. If you choose "Partial Conversion" then Column BA (AMOUNT) only will be converted based on selected currency (Column L) and Column BB (TAXES) value (INR) will be added to the converted values.
Note on K49: gepadmin: 1. If you choose "Full Conversion" then Column BA (AMOUNT) and Column BB (TAXES) BOTH values will be convert based on selected Currency in (Column L). 2. If you choose "Partial Conversion" then Column BA (AMOUNT) only will be converted based on selected currency (Column L) and Column BB (TAXES) value (INR) will be added to the converted values.
Note on K55: gepadmin: 1. If you choose "Full Conversion" then Column BA (AMOUNT) and Column BB (TAXES) BOTH values will be convert based on selected Currency in (Column L). 2. If you choose "Partial Conversion" then Column BA (AMOUNT) only will be converted based on selected currency (Column L) and Column BB (TAXES) value (INR) will be added to the converted values.
Note on K69: gepadmin: 1. If you choose "Full Conversion" then Column BA (AMOUNT) and Column BB (TAXES) BOTH values will be convert based on selected Currency in (Column L). 2. If you choose "Partial Conversion" then Column BA (AMOUNT) only will be converted based on selected currency (Column L) and Column BB (TAXES) value (INR) will be added to the converted values.
Note on K74: gepadmin: 1. If you choose "Full Conversion" then Column BA (AMOUNT) and Column BB (TAXES) BOTH values will be convert based on selected Currency in (Column L). 2. If you choose "Partial Conversion" then Column BA (AMOUNT) only will be converted based on selected currency (Column L) and Column BB (TAXES) value (INR) will be added to the converted values.
Note on K79: gepadmin: 1. If you choose "Full Conversion" then Column BA (AMOUNT) and Column BB (TAXES) BOTH values will be convert based on selected Currency in (Column L). 2. If you choose "Partial Conversion" then Column BA (AMOUNT) only will be converted based on selected currency (Column L) and Column BB (TAXES) value (INR) will be added to the converted values.
Note on K85: gepadmin: 1. If you choose "Full Conversion" then Column BA (AMOUNT) and Column BB (TAXES) BOTH values will be convert based on selected Currency in (Column L). 2. If you choose "Partial Conversion" then Column BA (AMOUNT) only will be converted based on selected currency (Column L) and Column BB (TAXES) value (INR) will be added to the converted values.
Note on K91: gepadmin: 1. If you choose "Full Conversion" then Column BA (AMOUNT) and Column BB (TAXES) BOTH values will be convert based on selected Currency in (Column L). 2. If you choose "Partial Conversion" then Column BA (AMOUNT) only will be converted based on selected currency (Column L) and Column BB (TAXES) value (INR) will be added to the converted values.
Note on K94: gepadmin: 1. If you choose "Full Conversion" then Column BA (AMOUNT) and Column BB (TAXES) BOTH values will be convert based on selected Currency in (Column L). 2. If you choose "Partial Conversion" then Column BA (AMOUNT) only will be converted based on selected currency (Column L) and Column BB (TAXES) value (INR) will be added to the converted values.
Note on K97: gepadmin: 1. If you choose "Full Conversion" then Column BA (AMOUNT) and Column BB (TAXES) BOTH values will be convert based on selected Currency in (Column L). 2. If you choose "Partial Conversion" then Column BA (AMOUNT) only will be converted based on selected currency (Column L) and Column BB (TAXES) value (INR) will be added to the converted values.
Note on K103: gepadmin: 1. If you choose "Full Conversion" then Column BA (AMOUNT) and Column BB (TAXES) BOTH values will be convert based on selected Currency in (Column L). 2. If you choose "Partial Conversion" then Column BA (AMOUNT) only will be converted based on selected currency (Column L) and Column BB (TAXES) value (INR) will be added to the converted values.
Note on K108: gepadmin: 1. If you choose "Full Conversion" then Column BA (AMOUNT) and Column BB (TAXES) BOTH values will be convert based on selected Currency in (Column L). 2. If you choose "Partial Conversion" then Column BA (AMOUNT) only will be converted based on selected currency (Column L) and Column BB (TAXES) value (INR) will be added to the converted values.
Note on K115: gepadmin: 1. If you choose "Full Conversion" then Column BA (AMOUNT) and Column BB (TAXES) BOTH values will be convert based on selected Currency in (Column L). 2. If you choose "Partial Conversion" then Column BA (AMOUNT) only will be converted based on selected currency (Column L) and Column BB (TAXES) value (INR) will be added to the converted values.
Note on K121: gepadmin: 1. If you choose "Full Conversion" then Column BA (AMOUNT) and Column BB (TAXES) BOTH values will be convert based on selected Currency in (Column L). 2. If you choose "Partial Conversion" then Column BA (AMOUNT) only will be converted based on selected currency (Column L) and Column BB (TAXES) value (INR) will be added to the converted values.
Note on K126: gepadmin: 1. If you choose "Full Conversion" then Column BA (AMOUNT) and Column BB (TAXES) BOTH values will be convert based on selected Currency in (Column L). 2. If you choose "Partial Conversion" then Column BA (AMOUNT) only will be converted based on selected currency (Column L) and Column BB (TAXES) value (INR) will be added to the converted values.
Note on K112: gepadmin: 1. If you choose "Full Conversion" then Column BA (AMOUNT) and Column BB (TAXES) BOTH values will be convert based on selected Currency in (Column L). 2. If you choose "Partial Conversion" then Column BA (AMOUNT) only will be converted based on selected currency (Column L) and Column BB (TAXES) value (INR) will be added to the converted values.
Note on K117: gepadmin: 1. If you choose "Full Conversion" then Column BA (AMOUNT) and Column BB (TAXES) BOTH values will be convert based on selected Currency in (Column L). 2. If you choose "Partial Conversion" then Column BA (AMOUNT) only will be converted based on selected currency (Column L) and Column BB (TAXES) value (INR) will be added to the converted values.
Note on K124: gepadmin: 1. If you choose "Full Conversion" then Column BA (AMOUNT) and Column BB (TAXES) BOTH values will be convert based on selected Currency in (Column L). 2. If you choose "Partial Conversion" then Column BA (AMOUNT) only will be converted based on selected currency (Column L) and Column BB (TAXES) value (INR) will be added to the converted values.
Note on K129: gepadmin: 1. If you choose "Full Conversion" then Column BA (AMOUNT) and Column BB (TAXES) BOTH values will be convert based on selected Currency in (Column L). 2. If you choose "Partial Conversion" then Column BA (AMOUNT) only will be converted based on selected currency (Column L) and Column BB (TAXES) value (INR) will be added to the converted values.
Note on K134: gepadmin: 1. If you choose "Full Conversion" then Column BA (AMOUNT) and Column BB (TAXES) BOTH values will be convert based on selected Currency in (Column L). 2. If you choose "Partial Conversion" then Column BA (AMOUNT) only will be converted based on selected currency (Column L) and Column BB (TAXES) value (INR) will be added to the converted values.
Note on K140: gepadmin: 1. If you choose "Full Conversion" then Column BA (AMOUNT) and Column BB (TAXES) BOTH values will be convert based on selected Currency in (Column L). 2. If you choose "Partial Conversion" then Column BA (AMOUNT) only will be converted based on selected currency (Column L) and Column BB (TAXES) value (INR) will be added to the converted values.
Note on K144: gepadmin: 1. If you choose "Full Conversion" then Column BA (AMOUNT) and Column BB (TAXES) BOTH values will be convert based on selected Currency in (Column L). 2. If you choose "Partial Conversion" then Column BA (AMOUNT) only will be converted based on selected currency (Column L) and Column BB (TAXES) value (INR) will be added to the converted values.
Note on K147: gepadmin: 1. If you choose "Full Conversion" then Column BA (AMOUNT) and Column BB (TAXES) BOTH values will be convert based on selected Currency in (Column L). 2. If you choose "Partial Conversion" then Column BA (AMOUNT) only will be converted based on selected currency (Column L) and Column BB (TAXES) value (INR) will be added to the converted values.
Note on K152: gepadmin: 1. If you choose "Full Conversion" then Column BA (AMOUNT) and Column BB (TAXES) BOTH values will be convert based on selected Currency in (Column L). 2. If you choose "Partial Conversion" then Column BA (AMOUNT) only will be converted based on selected currency (Column L) and Column BB (TAXES) value (INR) will be added to the converted values.
Note on K157: gepadmin: 1. If you choose "Full Conversion" then Column BA (AMOUNT) and Column BB (TAXES) BOTH values will be convert based on selected Currency in (Column L). 2. If you choose "Partial Conversion" then Column BA (AMOUNT) only will be converted based on selected currency (Column L) and Column BB (TAXES) value (INR) will be added to the converted values.
Note on K17: gepadmin: 1. If you choose "Full Conversion" then Column BA (AMOUNT) and Column BB (TAXES) BOTH values will be convert based on selected Currency in (Column L). 2. If you choose "Partial Conversion" then Column BA (AMOUNT) only will be converted based on selected currency (Column L) and Column BB (TAXES) value (INR) will be added to the converted values.
Note on K20: gepadmin: 1. If you choose "Full Conversion" then Column BA (AMOUNT) and Column BB (TAXES) BOTH values will be convert based on selected Currency in (Column L). 2. If you choose "Partial Conversion" then Column BA (AMOUNT) only will be converted based on selected currency (Column L) and Column BB (TAXES) value (INR) will be added to the converted values.
Note on K40: gepadmin: 1. If you choose "Full Conversion" then Column BA (AMOUNT) and Column BB (TAXES) BOTH values will be convert based on selected Currency in (Column L). 2. If you choose "Partial Conversion" then Column BA (AMOUNT) only will be converted based on selected currency (Column L) and Column BB (TAXES) value (INR) will be added to the converted values.
Note on K23: gepadmin: 1. If you choose "Full Conversion" then Column BA (AMOUNT) and Column BB (TAXES) BOTH values will be convert based on selected Currency in (Column L). 2. If you choose "Partial Conversion" then Column BA (AMOUNT) only will be converted based on selected currency (Column L) and Column BB (TAXES) value (INR) will be added to the converted values.
Note on K32: gepadmin: 1. If you choose "Full Conversion" then Column BA (AMOUNT) and Column BB (TAXES) BOTH values will be convert based on selected Currency in (Column L). 2. If you choose "Partial Conversion" then Column BA (AMOUNT) only will be converted based on selected currency (Column L) and Column BB (TAXES) value (INR) will be added to the converted values.
Note on K42: gepadmin: 1. If you choose "Full Conversion" then Column BA (AMOUNT) and Column BB (TAXES) BOTH values will be convert based on selected Currency in (Column L). 2. If you choose "Partial Conversion" then Column BA (AMOUNT) only will be converted based on selected currency (Column L) and Column BB (TAXES) value (INR) will be added to the converted values.
Note on K50: gepadmin: 1. If you choose "Full Conversion" then Column BA (AMOUNT) and Column BB (TAXES) BOTH values will be convert based on selected Currency in (Column L). 2. If you choose "Partial Conversion" then Column BA (AMOUNT) only will be converted based on selected currency (Column L) and Column BB (TAXES) value (INR) will be added to the converted values.
Note on K51: gepadmin: 1. If you choose "Full Conversion" then Column BA (AMOUNT) and Column BB (TAXES) BOTH values will be convert based on selected Currency in (Column L). 2. If you choose "Partial Conversion" then Column BA (AMOUNT) only will be converted based on selected currency (Column L) and Column BB (TAXES) value (INR) will be added to the converted values.
Note on K56: gepadmin: 1. If you choose "Full Conversion" then Column BA (AMOUNT) and Column BB (TAXES) BOTH values will be convert based on selected Currency in (Column L). 2. If you choose "Partial Conversion" then Column BA (AMOUNT) only will be converted based on selected currency (Column L) and Column BB (TAXES) value (INR) will be added to the converted values.
Note on K70: gepadmin: 1. If you choose "Full Conversion" then Column BA (AMOUNT) and Column BB (TAXES) BOTH values will be convert based on selected Currency in (Column L). 2. If you choose "Partial Conversion" then Column BA (AMOUNT) only will be converted based on selected currency (Column L) and Column BB (TAXES) value (INR) will be added to the converted values.
Note on K75: gepadmin: 1. If you choose "Full Conversion" then Column BA (AMOUNT) and Column BB (TAXES) BOTH values will be convert based on selected Currency in (Column L). 2. If you choose "Partial Conversion" then Column BA (AMOUNT) only will be converted based on selected currency (Column L) and Column BB (TAXES) value (INR) will be added to the converted values.
Note on K80: gepadmin: 1. If you choose "Full Conversion" then Column BA (AMOUNT) and Column BB (TAXES) BOTH values will be convert based on selected Currency in (Column L). 2. If you choose "Partial Conversion" then Column BA (AMOUNT) only will be converted based on selected currency (Column L) and Column BB (TAXES) value (INR) will be added to the converted values.
Note on K86: gepadmin: 1. If you choose "Full Conversion" then Column BA (AMOUNT) and Column BB (TAXES) BOTH values will be convert based on selected Currency in (Column L). 2. If you choose "Partial Conversion" then Column BA (AMOUNT) only will be converted based on selected currency (Column L) and Column BB (TAXES) value (INR) will be added to the converted values.
Note on K92: gepadmin: 1. If you choose "Full Conversion" then Column BA (AMOUNT) and Column BB (TAXES) BOTH values will be convert based on selected Currency in (Column L). 2. If you choose "Partial Conversion" then Column BA (AMOUNT) only will be converted based on selected currency (Column L) and Column BB (TAXES) value (INR) will be added to the converted values.
Note on K95: gepadmin: 1. If you choose "Full Conversion" then Column BA (AMOUNT) and Column BB (TAXES) BOTH values will be convert based on selected Currency in (Column L). 2. If you choose "Partial Conversion" then Column BA (AMOUNT) only will be converted based on selected currency (Column L) and Column BB (TAXES) value (INR) will be added to the converted values.
Note on K98: gepadmin: 1. If you choose "Full Conversion" then Column BA (AMOUNT) and Column BB (TAXES) BOTH values will be convert based on selected Currency in (Column L). 2. If you choose "Partial Conversion" then Column BA (AMOUNT) only will be converted based on selected currency (Column L) and Column BB (TAXES) value (INR) will be added to the converted values.
Note on K104: gepadmin: 1. If you choose "Full Conversion" then Column BA (AMOUNT) and Column BB (TAXES) BOTH values will be convert based on selected Currency in (Column L). 2. If you choose "Partial Conversion" then Column BA (AMOUNT) only will be converted based on selected currency (Column L) and Column BB (TAXES) value (INR) will be added to the converted values.
Note on K113: gepadmin: 1. If you choose "Full Conversion" then Column BA (AMOUNT) and Column BB (TAXES) BOTH values will be convert based on selected Currency in (Column L). 2. If you choose "Partial Conversion" then Column BA (AMOUNT) only will be converted based on selected currency (Column L) and Column BB (TAXES) value (INR) will be added to the converted values.
Note on K118: gepadmin: 1. If you choose "Full Conversion" then Column BA (AMOUNT) and Column BB (TAXES) BOTH values will be convert based on selected Currency in (Column L). 2. If you choose "Partial Conversion" then Column BA (AMOUNT) only will be converted based on selected currency (Column L) and Column BB (TAXES) value (INR) will be added to the converted values.
Note on K130: gepadmin: 1. If you choose "Full Conversion" then Column BA (AMOUNT) and Column BB (TAXES) BOTH values will be convert based on selected Currency in (Column L). 2. If you choose "Partial Conversion" then Column BA (AMOUNT) only will be converted based on selected currency (Column L) and Column BB (TAXES) value (INR) will be added to the converted values.
Note on K141: gepadmin: 1. If you choose "Full Conversion" then Column BA (AMOUNT) and Column BB (TAXES) BOTH values will be convert based on selected Currency in (Column L). 2. If you choose "Partial Conversion" then Column BA (AMOUNT) only will be converted based on selected currency (Column L) and Column BB (TAXES) value (INR) will be added to the converted values.
Note on K148: gepadmin: 1. If you choose "Full Conversion" then Column BA (AMOUNT) and Column BB (TAXES) BOTH values will be convert based on selected Currency in (Column L). 2. If you choose "Partial Conversion" then Column BA (AMOUNT) only will be converted based on selected currency (Column L) and Column BB (TAXES) value (INR) will be added to the converted values.
Note on K150: gepadmin: 1. If you choose "Full Conversion" then Column BA (AMOUNT) and Column BB (TAXES) BOTH values will be convert based on selected Currency in (Column L). 2. If you choose "Partial Conversion" then Column BA (AMOUNT) only will be converted based on selected currency (Column L) and Column BB (TAXES) value (INR) will be added to the converted values.
Note on K155: gepadmin: 1. If you choose "Full Conversion" then Column BA (AMOUNT) and Column BB (TAXES) BOTH values will be convert based on selected Currency in (Column L). 2. If you choose "Partial Conversion" then Column BA (AMOUNT) only will be converted based on selected currency (Column L) and Column BB (TAXES) value (INR) will be added to the converted values.
Note on K135: gepadmin: 1. If you choose "Full Conversion" then Column BA (AMOUNT) and Column BB (TAXES) BOTH values will be convert based on selected Currency in (Column L). 2. If you choose "Partial Conversion" then Column BA (AMOUNT) only will be converted based on selected currency (Column L) and Column BB (TAXES) value (INR) will be added to the converted values.
Note on K125: gepadmin: 1. If you choose "Full Conversion" then Column BA (AMOUNT) and Column BB (TAXES) BOTH values will be convert based on selected Currency in (Column L). 2. If you choose "Partial Conversion" then Column BA (AMOUNT) only will be converted based on selected currency (Column L) and Column BB (TAXES) value (INR) will be added to the converted values.
Note on K131: gepadmin: 1. If you choose "Full Conversion" then Column BA (AMOUNT) and Column BB (TAXES) BOTH values will be convert based on selected Currency in (Column L). 2. If you choose "Partial Conversion" then Column BA (AMOUNT) only will be converted based on selected currency (Column L) and Column BB (TAXES) value (INR) will be added to the converted values.
Note on K136: gepadmin: 1. If you choose "Full Conversion" then Column BA (AMOUNT) and Column BB (TAXES) BOTH values will be convert based on selected Currency in (Column L). 2. If you choose "Partial Conversion" then Column BA (AMOUNT) only will be converted based on selected currency (Column L) and Column BB (TAXES) value (INR) will be added to the converted values.
Note on K159: gepadmin: 1. If you choose "Full Conversion" then Column BA (AMOUNT) and Column BB (TAXES) BOTH values will be convert based on selected Currency in (Column L). 2. If you choose "Partial Conversion" then Column BA (AMOUNT) only will be converted based on selected currency (Column L) and Column BB (TAXES) value (INR) will be added to the converted values.
Note on K161: gepadmin: 1. If you choose "Full Conversion" then Column BA (AMOUNT) and Column BB (TAXES) BOTH values will be convert based on selected Currency in (Column L). 2. If you choose "Partial Conversion" then Column BA (AMOUNT) only will be converted based on selected currency (Column L) and Column BB (TAXES) value (INR) will be added to the converted values.
Note on K162: gepadmin: 1. If you choose "Full Conversion" then Column BA (AMOUNT) and Column BB (TAXES) BOTH values will be convert based on selected Currency in (Column L). 2. If you choose "Partial Conversion" then Column BA (AMOUNT) only will be converted based on selected currency (Column L) and Column BB (TAXES) value (INR) will be added to the converted values.
Note on K164: gepadmin: 1. If you choose "Full Conversion" then Column BA (AMOUNT) and Column BB (TAXES) BOTH values will be convert based on selected Currency in (Column L). 2. If you choose "Partial Conversion" then Column BA (AMOUNT) only will be converted based on selected currency (Column L) and Column BB (TAXES) value (INR) will be added to the converted values.
Note on K166: gepadmin: 1. If you choose "Full Conversion" then Column BA (AMOUNT) and Column BB (TAXES) BOTH values will be convert based on selected Currency in (Column L). 2. If you choose "Partial Conversion" then Column BA (AMOUNT) only will be converted based on selected currency (Column L) and Column BB (TAXES) value (INR) will be added to the converted values.
Note on K167: gepadmin: 1. If you choose "Full Conversion" then Column BA (AMOUNT) and Column BB (TAXES) BOTH values will be convert based on selected Currency in (Column L). 2. If you choose "Partial Conversion" then Column BA (AMOUNT) only will be converted based on selected currency (Column L) and Column BB (TAXES) value (INR) will be added to the converted values.
Note on K172: gepadmin: 1. If you choose "Full Conversion" then Column BA (AMOUNT) and Column BB (TAXES) BOTH values will be convert based on selected Currency in (Column L). 2. If you choose "Partial Conversion" then Column BA (AMOUNT) only will be converted based on selected currency (Column L) and Column BB (TAXES) value (INR) will be added to the converted values.
Note on K173: gepadmin: 1. If you choose "Full Conversion" then Column BA (AMOUNT) and Column BB (TAXES) BOTH values will be convert based on selected Currency in (Column L). 2. If you choose "Partial Conversion" then Column BA (AMOUNT) only will be converted based on selected currency (Column L) and Column BB (TAXES) value (INR) will be added to the converted values.
Note on K176: gepadmin: 1. If you choose "Full Conversion" then Column BA (AMOUNT) and Column BB (TAXES) BOTH values will be convert based on selected Currency in (Column L). 2. If you choose "Partial Conversion" then Column BA (AMOUNT) only will be converted based on selected currency (Column L) and Column BB (TAXES) value (INR) will be added to the converted values.
Note on K177: gepadmin: 1. If you choose "Full Conversion" then Column BA (AMOUNT) and Column BB (TAXES) BOTH values will be convert based on selected Currency in (Column L). 2. If you choose "Partial Conversion" then Column BA (AMOUNT) only will be converted based on selected currency (Column L) and Column BB (TAXES) value (INR) will be added to the converted values.
Note on K180: gepadmin: 1. If you choose "Full Conversion" then Column BA (AMOUNT) and Column BB (TAXES) BOTH values will be convert based on selected Currency in (Column L). 2. If you choose "Partial Conversion" then Column BA (AMOUNT) only will be converted based on selected currency (Column L) and Column BB (TAXES) value (INR) will be added to the converted values.
Note on K182: gepadmin: 1. If you choose "Full Conversion" then Column BA (AMOUNT) and Column BB (TAXES) BOTH values will be convert based on selected Currency in (Column L). 2. If you choose "Partial Conversion" then Column BA (AMOUNT) only will be converted based on selected currency (Column L) and Column BB (TAXES) value (INR) will be added to the converted values.
Note on K183: gepadmin: 1. If you choose "Full Conversion" then Column BA (AMOUNT) and Column BB (TAXES) BOTH values will be convert based on selected Currency in (Column L). 2. If you choose "Partial Conversion" then Column BA (AMOUNT) only will be converted based on selected currency (Column L) and Column BB (TAXES) value (INR) will be added to the converted values.
Note on K184: gepadmin: 1. If you choose "Full Conversion" then Column BA (AMOUNT) and Column BB (TAXES) BOTH values will be convert based on selected Currency in (Column L). 2. If you choose "Partial Conversion" then Column BA (AMOUNT) only will be converted based on selected currency (Column L) and Column BB (TAXES) value (INR) will be added to the converted values.
Note on K187: gepadmin: 1. If you choose "Full Conversion" then Column BA (AMOUNT) and Column BB (TAXES) BOTH values will be convert based on selected Currency in (Column L). 2. If you choose "Partial Conversion" then Column BA (AMOUNT) only will be converted based on selected currency (Column L) and Column BB (TAXES) value (INR) will be added to the converted values.
Note on K188: gepadmin: 1. If you choose "Full Conversion" then Column BA (AMOUNT) and Column BB (TAXES) BOTH values will be convert based on selected Currency in (Column L). 2. If you choose "Partial Conversion" then Column BA (AMOUNT) only will be converted based on selected currency (Column L) and Column BB (TAXES) value (INR) will be added to the converted values.
Note on K189: gepadmin: 1. If you choose "Full Conversion" then Column BA (AMOUNT) and Column BB (TAXES) BOTH values will be convert based on selected Currency in (Column L). 2. If you choose "Partial Conversion" then Column BA (AMOUNT) only will be converted based on selected currency (Column L) and Column BB (TAXES) value (INR) will be added to the converted values.
Note on K193: gepadmin: 1. If you choose "Full Conversion" then Column BA (AMOUNT) and Column BB (TAXES) BOTH values will be convert based on selected Currency in (Column L). 2. If you choose "Partial Conversion" then Column BA (AMOUNT) only will be converted based on selected currency (Column L) and Column BB (TAXES) value (INR) will be added to the converted values.
Note on K194: gepadmin: 1. If you choose "Full Conversion" then Column BA (AMOUNT) and Column BB (TAXES) BOTH values will be convert based on selected Currency in (Column L). 2. If you choose "Partial Conversion" then Column BA (AMOUNT) only will be converted based on selected currency (Column L) and Column BB (TAXES) value (INR) will be added to the converted values.
Note on K196: gepadmin: 1. If you choose "Full Conversion" then Column BA (AMOUNT) and Column BB (TAXES) BOTH values will be convert based on selected Currency in (Column L). 2. If you choose "Partial Conversion" then Column BA (AMOUNT) only will be converted based on selected currency (Column L) and Column BB (TAXES) value (INR) will be added to the converted values.
Note on K197: gepadmin: 1. If you choose "Full Conversion" then Column BA (AMOUNT) and Column BB (TAXES) BOTH values will be convert based on selected Currency in (Column L). 2. If you choose "Partial Conversion" then Column BA (AMOUNT) only will be converted based on selected currency (Column L) and Column BB (TAXES) value (INR) will be added to the converted values.
Note on K198: gepadmin: 1. If you choose "Full Conversion" then Column BA (AMOUNT) and Column BB (TAXES) BOTH values will be convert based on selected Currency in (Column L). 2. If you choose "Partial Conversion" then Column BA (AMOUNT) only will be converted based on selected currency (Column L) and Column BB (TAXES) value (INR) will be added to the converted values.
Note on K199: gepadmin: 1. If you choose "Full Conversion" then Column BA (AMOUNT) and Column BB (TAXES) BOTH values will be convert based on selected Currency in (Column L). 2. If you choose "Partial Conversion" then Column BA (AMOUNT) only will be converted based on selected currency (Column L) and Column BB (TAXES) value (INR) will be added to the converted values.
Note on K200: gepadmin: 1. If you choose "Full Conversion" then Column BA (AMOUNT) and Column BB (TAXES) BOTH values will be convert based on selected Currency in (Column L). 2. If you choose "Partial Conversion" then Column BA (AMOUNT) only will be converted based on selected currency (Column L) and Column BB (TAXES) value (INR) will be added to the converted values.
Note on K202: gepadmin: 1. If you choose "Full Conversion" then Column BA (AMOUNT) and Column BB (TAXES) BOTH values will be convert based on selected Currency in (Column L). 2. If you choose "Partial Conversion" then Column BA (AMOUNT) only will be converted based on selected currency (Column L) and Column BB (TAXES) value (INR) will be added to the converted values.
Note on K203: gepadmin: 1. If you choose "Full Conversion" then Column BA (AMOUNT) and Column BB (TAXES) BOTH values will be convert based on selected Currency in (Column L). 2. If you choose "Partial Conversion" then Column BA (AMOUNT) only will be converted based on selected currency (Column L) and Column BB (TAXES) value (INR) will be added to the converted values.
Note on K205: gepadmin: 1. If you choose "Full Conversion" then Column BA (AMOUNT) and Column BB (TAXES) BOTH values will be convert based on selected Currency in (Column L). 2. If you choose "Partial Conversion" then Column BA (AMOUNT) only will be converted based on selected currency (Column L) and Column BB (TAXES) value (INR) will be added to the converted values.
Note on K206: gepadmin: 1. If you choose "Full Conversion" then Column BA (AMOUNT) and Column BB (TAXES) BOTH values will be convert based on selected Currency in (Column L). 2. If you choose "Partial Conversion" then Column BA (AMOUNT) only will be converted based on selected currency (Column L) and Column BB (TAXES) value (INR) will be added to the converted values.
Note on K209: gepadmin: 1. If you choose "Full Conversion" then Column BA (AMOUNT) and Column BB (TAXES) BOTH values will be convert based on selected Currency in (Column L). 2. If you choose "Partial Conversion" then Column BA (AMOUNT) only will be converted based on selected currency (Column L) and Column BB (TAXES) value (INR) will be added to the converted values.
Note on K210: gepadmin: 1. If you choose "Full Conversion" then Column BA (AMOUNT) and Column BB (TAXES) BOTH values will be convert based on selected Currency in (Column L). 2. If you choose "Partial Conversion" then Column BA (AMOUNT) only will be converted based on selected currency (Column L) and Column BB (TAXES) value (INR) will be added to the converted values.
Note on K211: gepadmin: 1. If you choose "Full Conversion" then Column BA (AMOUNT) and Column BB (TAXES) BOTH values will be convert based on selected Currency in (Column L). 2. If you choose "Partial Conversion" then Column BA (AMOUNT) only will be converted based on selected currency (Column L) and Column BB (TAXES) value (INR) will be added to the converted values.
Note on K214: gepadmin: 1. If you choose "Full Conversion" then Column BA (AMOUNT) and Column BB (TAXES) BOTH values will be convert based on selected Currency in (Column L). 2. If you choose "Partial Conversion" then Column BA (AMOUNT) only will be converted based on selected currency (Column L) and Column BB (TAXES) value (INR) will be added to the converted values.
Note on K215: gepadmin: 1. If you choose "Full Conversion" then Column BA (AMOUNT) and Column BB (TAXES) BOTH values will be convert based on selected Currency in (Column L). 2. If you choose "Partial Conversion" then Column BA (AMOUNT) only will be converted based on selected currency (Column L) and Column BB (TAXES) value (INR) will be added to the converted values.
Note on K216: gepadmin: 1. If you choose "Full Conversion" then Column BA (AMOUNT) and Column BB (TAXES) BOTH values will be convert based on selected Currency in (Column L). 2. If you choose "Partial Conversion" then Column BA (AMOUNT) only will be converted based on selected currency (Column L) and Column BB (TAXES) value (INR) will be added to the converted values.
Note on K219: gepadmin: 1. If you choose "Full Conversion" then Column BA (AMOUNT) and Column BB (TAXES) BOTH values will be convert based on selected Currency in (Column L). 2. If you choose "Partial Conversion" then Column BA (AMOUNT) only will be converted based on selected currency (Column L) and Column BB (TAXES) value (INR) will be added to the converted values.
Note on K220: gepadmin: 1. If you choose "Full Conversion" then Column BA (AMOUNT) and Column BB (TAXES) BOTH values will be convert based on selected Currency in (Column L). 2. If you choose "Partial Conversion" then Column BA (AMOUNT) only will be converted based on selected currency (Column L) and Column BB (TAXES) value (INR) will be added to the converted values.
Note on K221: gepadmin: 1. If you choose "Full Conversion" then Column BA (AMOUNT) and Column BB (TAXES) BOTH values will be convert based on selected Currency in (Column L). 2. If you choose "Partial Conversion" then Column BA (AMOUNT) only will be converted based on selected currency (Column L) and Column BB (TAXES) value (INR) will be added to the converted values.
Note on K225: gepadmin: 1. If you choose "Full Conversion" then Column BA (AMOUNT) and Column BB (TAXES) BOTH values will be convert based on selected Currency in (Column L). 2. If you choose "Partial Conversion" then Column BA (AMOUNT) only will be converted based on selected currency (Column L) and Column BB (TAXES) value (INR) will be added to the converted values.
Note on K226: gepadmin: 1. If you choose "Full Conversion" then Column BA (AMOUNT) and Column BB (TAXES) BOTH values will be convert based on selected Currency in (Column L). 2. If you choose "Partial Conversion" then Column BA (AMOUNT) only will be converted based on selected currency (Column L) and Column BB (TAXES) value (INR) will be added to the converted values.
Note on K228: gepadmin: 1. If you choose "Full Conversion" then Column BA (AMOUNT) and Column BB (TAXES) BOTH values will be convert based on selected Currency in (Column L). 2. If you choose "Partial Conversion" then Column BA (AMOUNT) only will be converted based on selected currency (Column L) and Column BB (TAXES) value (INR) will be added to the converted values.
Note on K229: gepadmin: 1. If you choose "Full Conversion" then Column BA (AMOUNT) and Column BB (TAXES) BOTH values will be convert based on selected Currency in (Column L). 2. If you choose "Partial Conversion" then Column BA (AMOUNT) only will be converted based on selected currency (Column L) and Column BB (TAXES) value (INR) will be added to the converted values.
Note on K232: gepadmin: 1. If you choose "Full Conversion" then Column BA (AMOUNT) and Column BB (TAXES) BOTH values will be convert based on selected Currency in (Column L). 2. If you choose "Partial Conversion" then Column BA (AMOUNT) only will be converted based on selected currency (Column L) and Column BB (TAXES) value (INR) will be added to the converted values.
Note on K233: gepadmin: 1. If you choose "Full Conversion" then Column BA (AMOUNT) and Column BB (TAXES) BOTH values will be convert based on selected Currency in (Column L). 2. If you choose "Partial Conversion" then Column BA (AMOUNT) only will be converted based on selected currency (Column L) and Column BB (TAXES) value (INR) will be added to the converted values.
Note on K236: gepadmin: 1. If you choose "Full Conversion" then Column BA (AMOUNT) and Column BB (TAXES) BOTH values will be convert based on selected Currency in (Column L). 2. If you choose "Partial Conversion" then Column BA (AMOUNT) only will be converted based on selected currency (Column L) and Column BB (TAXES) value (INR) will be added to the converted values.
Note on K178: gepadmin: 1. If you choose "Full Conversion" then Column BA (AMOUNT) and Column BB (TAXES) BOTH values will be convert based on selected Currency in (Column L). 2. If you choose "Partial Conversion" then Column BA (AMOUNT) only will be converted based on selected currency (Column L) and Column BB (TAXES) value (INR) will be added to the converted values.
Note on K240: gepadmin: 1. If you choose "Full Conversion" then Column BA (AMOUNT) and Column BB (TAXES) BOTH values will be convert based on selected Currency in (Column L). 2. If you choose "Partial Conversion" then Column BA (AMOUNT) only will be converted based on selected currency (Column L) and Column BB (TAXES) value (INR) will be added to the converted values.
Note on K237: gepadmin: 1. If you choose "Full Conversion" then Column BA (AMOUNT) and Column BB (TAXES) BOTH values will be convert based on selected Currency in (Column L). 2. If you choose "Partial Conversion" then Column BA (AMOUNT) only will be converted based on selected currency (Column L) and Column BB (TAXES) value (INR) will be added to the converted values.
Note on K238: gepadmin: 1. If you choose "Full Conversion" then Column BA (AMOUNT) and Column BB (TAXES) BOTH values will be convert based on selected Currency in (Column L). 2. If you choose "Partial Conversion" then Column BA (AMOUNT) only will be converted based on selected currency (Column L) and Column BB (TAXES) value (INR) will be added to the converted values.
Note on K239: gepadmin: 1. If you choose "Full Conversion" then Column BA (AMOUNT) and Column BB (TAXES) BOTH values will be convert based on selected Currency in (Column L). 2. If you choose "Partial Conversion" then Column BA (AMOUNT) only will be converted based on selected currency (Column L) and Column BB (TAXES) value (INR) will be added to the converted values.
Note on K119: gepadmin: 1. If you choose "Full Conversion" then Column BA (AMOUNT) and Column BB (TAXES) BOTH values will be convert based on selected Currency in (Column L). 2. If you choose "Partial Conversion" then Column BA (AMOUNT) only will be converted based on selected currency (Column L) and Column BB (TAXES) value (INR) will be added to the converted values.

## Macros
Please Enable Macros to View BoQ information