## BoQ1 (hidden)
Percentage BoQ
BoQ_Ver3.0 | Percentage | Normal | INR Only | INR
Select, At Par, Excess (+), Less (-) |  | IOCL
Tender Inviting Authority: The Additional Chief Engineer, W.B.P.H&.I.D.Corpn. Ltd.
Name of Work: Construction of Model Semi-urban P.S. Building with Force Barrack & Canteen, Boundary Wall, Sentry post, Pathway at Sutahata in Purba Medinipur.
Contract No: WBPHIDCL/Addl.CE/NIT-27(e)/2019-2020 For Sl.No. 9 (3rd Call)
Bidder Name :
PRICE SCHEDULE (This BOQ template must not be modified/replaced by the bidder and the same should be uploaded after filling the relevent columns, else the bidder is liable to be rejected for this tender. Bidders are allowed to enter the Bidder Name and Values only )
NUMBER # | TEXT # | TEXT # | NUMBER # | TEXT # | NUMBER | NUMBER | TEXT | TEXT # | NUMBER # | TEXT# | TEXT # | NUMBER # | NUMBER | NUMBER | NUMBER | NUMBER | TEXT | TEXT | NUMBER | NUMBER | NUMBER | NUMBER | TEXT | TEXT | NUMBER | NUMBER | NUMBER | NUMBER | TEXT | TEXT | NUMBER | NUMBER | NUMBER | NUMBER | TEXT | TEXT | NUMBER | NUMBER | NUMBER | NUMBER | TEXT | TEXT | NUMBER | NUMBER | NUMBER # | NUMBER # | TEXT | TEXT | NUMBER # | NUMBER # | DATE | NUMBER # | NUMBER # | TEXT #
Sl. No. | Item Description | Item Code / Make | Quantity | Units | Estimated Rate |  |  | Addition / Deduction | Addition / Deduction Values | Currency Convertion against each Item | Quoted Currency in INR / Other Currency | BASIC RATE In Figures To be entered by the Bidder Rs. P | Excise Duty | VAT | Freight Charges ( Unloading & Stacking) | Any Other Taxes/Duties/Levies |  |  | Other Taxes 2 | IIIrd Party i.e DGS&D / RITES etc Inspection Charges @0.34%+Service Tax | Less for Cenvat Credit,if any respect of Supplies Under full Excise Duty Category | [30 empty] | TOTAL AMOUNT With Taxes | TOTAL AMOUNT With Taxes | TOTAL AMOUNT In Words
1 | 2 | 3 | 4 | 5 | 6 | 7 | 8 | 9 | 10 | 11 | 12 | 13 | 14 | 15 | 16 | 17 | 18 | 19 | 20 | 21 | 22 | 23 | 24 | 25 | 26 | 27 | 28 | 29 | 30 | 31 | 32 | 33 | 34 | 35 | 36 | 37 | 38 | 39 | 40 | 41 | 42 | 43 | 44 | 45 | 46 | 47 | 48 | 49 | 50 | 51 | 52 | 53 | 54 | 55
1 | Civil works | BI01010001010000000000000515BI0100001112 | [58 empty] | 1 | Construction of chamber for 100mm sluices valve | item1 | 10 | 1 Nos
2 | Surface Dressing of the ground in any kind of soil including removing vegetation inequalities not exceeding 15 cm depth and disposal of the rubbish within a lead upto 75 m as directed. | BI01010001010000000000000515BI0100001113 | 1598.361 | Sqm. | 11.31 |  |  | Excess(+) | 1 | Full Conversion | INR | [40 empty] | 18077.46 | 18077.46 | INR Eighteen Thousand &Seventy Seven and Paise Forty Six Only | 10 | 11.31 | 15983.61 |  |  |  |  | 2 | Construction of chamber for 100mm sluices valve | item3 | 10 | Nos
3 | Earth work in excavation of foundation trenches of drains, in all sorts of soil (including mixed soil but excluding laterite or sandstone) including removing spreading or stacking the spoils with in a lead of 75m. As directed. The item includes necessary trim-ming the sides of trenches, levelling, dressing and ramming the bottom, bailing out water etc. as required complete. Depth of excavation not execeeding 1,500 mm | BI01010001010000000000000515BI0100001114 | 1794.144 | CuM. | 134.92 |  |  | Excess(+) | 1 | Full Conversion | INR | [40 empty] | 242065.91 | 242065.91 | INR Two Lakh Forty Two Thousand &Sixty Five and Paise Ninety One Only | 119.27 | 134.92 | 213987.55 | 1.9 | 1796.044 |  |  | 2 | Construction of chamber for 100mm sluices valve | item3 | 10 | Nos
4 | Earth work in excavation of foundation trenches of drains, in all sorts of soil (including mixed soil but excluding laterite or sandstone) including removing spreading or stacking the spoils with in a lead of 75m. As directed. The item includes necessary trim-ming the sides of trenches, levelling, dressing and ramming the bottom, bailing out water etc. as required complete. Depth of Excavation for additional depth beyond1500 mm and upto 3000 mm but not requiring Shoring | BI01010001010000000000000515BI0100001115 | 1507.225 | CuM. | 217.62 |  |  | Excess(+) | 1 | Full Conversion | INR | [40 empty] | 328002.3 | 328002.3 | INR Three Lakh Twenty Eight Thousand &Two and Paise Thirty Only | 192.38 | 217.62 | 289959.95 |  |  | 30874.1 |  | 2 | Construction of chamber for 100mm sluices valve | item3 | 10 | Nos
5 | Earth work in filling in foundation trenches or plinth with good earth, in layer not exceeding 150mm including watering and ramming etc. layer by layer complete a) With earth obtained from excavation of foundation. | BI01010001010000000000000515BI0100001116 | 1355.425 | CuM. | 87.71 |  |  | Excess(+) | 1 | Full Conversion | INR | [40 empty] | 118884.33 | 118884.33 | INR One Lakh Eighteen Thousand Eight Hundred & Eighty Four and Paise Thirty Three Only | 148 | 167.42 | 200602.9 |  |  |  |  | 2 | Construction of chamber for 100mm sluices valve | item3 | 10 | Nos
6 | (A) Filling in foundation or plinth by silver sand in layers not exceeding 150 mm as directed and consolidating the same by thorough saturation with water, ramming complete including the cost of supply of sand. (payment to be made on measurement of finished quantity) .(B) Do - by fine sand | BI01010001010000000000000515BI0100001117 | 1763.969 | CuM. | 805.2 |  |  | Excess(+) | 1 | Full Conversion | INR | [40 empty] | 1420347.84 | 1420347.84 | INR Fourteen Lakh Twenty Thousand Three Hundred & Forty Seven and Paise Eighty Four Only | 228 | 257.91 | 402184.93 |  |  |  |  | 2 | Construction of chamber for 100mm sluices valve | item3 | 10 | Nos
7 | Single brick flat soling of picked jhama bricks including ramming and dressing bed to proper level, and filling joints with powered or local sand. | BI01010001010000000000000515BI0100001118 | 1375.561 | SqM | 393.66 |  |  | Excess(+) | 1 | Full Conversion | INR | [40 empty] | 541503.34 | 541503.34 | INR Five Lakh Forty One Thousand Five Hundred & Three and Paise Thirty Four Only | 148 | 167.42 | 203583.03 |  |  |  |  | 3 | Supplying, Conveying and fixing spls. Including ea | item4 | 10 | Nos
8 | Ordinary Cement concrete (mix 1:2:4) with graded stone chips (20 mm nominal size) excluding shuttering and reinforcement,if any, in ground floor as per relevant IS codes.a) Pakur Variety | BI01010001010000000000000515BI0100001119 | 191.002 | Cum | 6150.79 |  |  | Excess(+) | 1 | Full Conversion | INR | [40 empty] | 1174813.19 | 1174813.19 | INR Eleven Lakh Seventy Four Thousand Eight Hundred & Thirteen and Paise Nineteen Only | 93 | 105.2 | 17763.19 |  |  |  |  | 3 | Supplying, Conveying and fixing spls. Including ea | item4 | 10 | Nos
9 | Controlled Cement concrete with well graded stone chips (20 mm nominal size) excluding shuttering and reinforcement with complete design of concrete as per IS : 456 and relevant special publications, submission of job mix formula after preliminary mix design after testing of concrete cubes as per direction of Engineer-in charge. Consumption of cement will not be less than 300 Kg of cement with Super plasticiser per cubic meter of controlled concrete but actual consumption will be determined on the basis of preliminary test and job mix foumula. In round floor and foundation.[using concrete mixture] (b) M 25 Grade GROUND FLOOR | BI01010001010000000000000515BI0100001120 | 702.332 | CuM. | 7338.56 |  |  | Excess(+) | 1 | Full Conversion | INR | [40 empty] | 5154105.52 | 5154105.52 | INR Fifty One Lakh Fifty Four Thousand One Hundred & Five and Paise Fifty Two Only | 77.54 | 87.71 | 54458.82 |  |  |  |  | 1.01 | Supplying, Conveying and fixing spls. Including eart | item1 | 123.223 | Nos
10 | Controlled Cement concrete with well graded stone chips (20 mm nominal size) excluding shuttering and reinforcement with complete design of concrete as per IS : 456 and relevant special publications, submission of job mix formula after preliminary mix design after testing of concrete cubes as per direction of Engineer-in charge. Consumption of cement will not be less than 300 Kg of cement with Super plasticiser per cubic meter of controlled concrete but actual consumption will be determined on the basis of preliminary test and job mix foumula. In round floor and foundation.[using concrete mixture] (b) M 25 Grade FIRST FLOOR | BI01010001010000000000000515BI0100001121 | 239.143 | CuM. | 7446.02 |  |  | Excess(+) | 1 | Full Conversion | INR | [40 empty] | 1780663.56 | 1780663.56 | INR Seventeen Lakh Eighty Thousand Six Hundred & Sixty Three and Paise Fifty Six Only | 172.18 | 194.77 | 41175.64 |  |  |  |  | 1.02 | Construction of chamber for 100mm sluice plates | item2 | 213 | Nos
11 | Controlled Cement concrete with well graded stone chips (20 mm nominal size) excluding shuttering and reinforcement with complete design of concrete as per IS : 456 and relevant special publications, submission of job mix formula after preliminary mix design after testing of concrete cubes as per direction of Engineer-in charge. Consumption of cement will not be less than 300 Kg of cement with Super plasticiser per cubic meter of controlled concrete but actual consumption will be determined on the basis of preliminary test and job mix foumula. In round floor and foundation.[using concrete mixture] (b) M 25 Grade SECOND FLOOR &MUMTY ROOM | BI01010001010000000000000515BI0100001122 | 65.632 | CuM. | 7553.49 |  |  | Excess(+) | 1 | Full Conversion | INR | [40 empty] | 495750.66 | 495750.66 | INR Four Lakh Ninety Five Thousand Seven Hundred & Fifty and Paise Sixty Six Only | 512.36 | 579.58 | 33627.21 |  |  |  |  | 2 | Construction of chamber for 100mm sluices valve | item3 | 10 | Nos
12 | Hire and labour charges for shuttering with centreing and necessary staging up to 4m using approved stout props thick hard wood planks of approved thickness with required bracing for concrete slabs, beams, columns, linteles curved or straight including fitting, fixing and striking out after complition of works upto roof og GF (c) Steel shuttering or 9 to 12 mm thick approved quality ply board shuttering in any concrete work GROUND FLOOR | BI01010001010000000000000515BI0100001123 | 4545.39 | SqM. | 406.1 |  |  | Excess(+) | 1 | Full Conversion | INR | [40 empty] | 1845882.88 | 1845882.88 | INR Eighteen Lakh Forty Five Thousand Eight Hundred & Eighty Two and Paise Eighty Eight Only | 487.41 | 551.36 | 2215468.54 |  |  |  |  | 2 | Construction of chamber for 100mm sluices valve | item3 | 10 | Nos
13 | Hire and labour charges for shuttering with centreing and necessary staging up to 4m using approved stout props thick hard wood planks of approved thickness with required bracing for concrete slabs, beams, columns, linteles curved or straight including fitting, fixing and striking out after complition of works upto roof og GF (c) Steel shuttering or 9 to 12 mm thick approved quality ply board shuttering in any concrete work FIRST FLOOR | BI01010001010000000000000515BI0100001124 | 1885 | SqM. | 426.46 |  |  | Excess(+) | 1 | Full Conversion | INR | [40 empty] | 803877.1 | 803877.1 | INR Eight Lakh Three Thousand Eight Hundred & Seventy Seven and Paise Ten Only | 266 | 300.9 | 501410 |  |  |  |  | 3 | Supplying, Conveying and fixing spls. Including ea | item4 | 10 | Nos
14 | Hire and labour charges for shuttering with centreing and necessary staging up to 4m using approved stout props thick hard wood planks of approved thickness with required bracing for concrete slabs, beams, columns, linteles curved or straight including fitting, fixing and striking out after complition of works upto roof og GF (c) Steel shuttering or 9 to 12 mm thick approved quality ply board shuttering in any concrete work SECOND FLOOR &MUMTY ROOM | BI01010001010000000000000515BI0100001125 | 500 | SqM. | 446.82 |  |  | Excess(+) | 1 | Full Conversion | INR | [40 empty] | 223410 | 223410 | INR Two Lakh Twenty Three Thousand Four Hundred & Ten Only | 4737.22 | 5358.74 | 2368610 |  |  |  |  | 1.01 | Supplying, Conveying and fixing spls. Including eart | item1 | 123.223 | Nos
15 | Reinforcement for reinforced concrete work in all sorts structure including distribution bars, stirrups, binders etc. including of rods initial straightening and removal of loose rust (if necessary), cutting to requisite length , hooking and bending with 16 gauge black annealed wire at every inter section, complete as per drawing and direction. For work in foundation,basement and and upto roof of/upto 4m For SAIL/TATA/RINL i) Tor steel/Mild Steel GROUND FLOOR | BI01010001010000000000000515BI0100001126 | 77.259 | M.T. | 80619.49 |  |  | Excess(+) | 1 | Full Conversion | INR | [40 empty] | 6228581.18 | 6228581.18 | INR Sixty Two Lakh Twenty Eight Thousand Five Hundred & Eighty One and Paise Eighteen Only | 5303.78 | 5999.64 | 409764.74 |  |  |  |  | 1.01 | Supplying, Conveying and fixing spls. Including eart | item1 | 123.223 | Nos
16 | Reinforcement for reinforced concrete work in all sorts structure including distribution bars, stirrups, binders etc. including of rods initial straightening and removal of loose rust (if necessary), cutting to requisite length , hooking and bending with 16 gauge black annealed wire at every inter section, complete as per drawing and direction. For work in foundation,basement and and upto roof of/upto 4m For SAIL/TATA/RINL i) Tor steel/Mild Steel FIRST FLOOR | BI01010001010000000000000515BI0100001127 | 26.835 | M.T. | 81105.91 |  |  | Excess(+) | 1 | Full Conversion | INR | [40 empty] | 2176477.09 | 2176477.09 | INR Twenty One Lakh Seventy Six Thousand Four Hundred & Seventy Seven and Paise Nine Only | 5762 | 6517.97 | 154623.27
17 | Reinforcement for reinforced concrete work in all sorts structure including distribution bars, stirrups, binders etc. including of rods initial straightening and removal of loose rust (if necessary), cutting to requisite length , hooking and bending with 16 gauge black annealed wire at every inter section, complete as per drawing and direction. For work in foundation,basement and and upto roof of/upto 4m For SAIL/TATA/RINL i) Tor steel/Mild Steel SECOND FLOOR &MUMTY ROOM | BI01010001010000000000000515BI0100001128 | 7.316 | M.T. | 81592.32 |  |  | Excess(+) | 1 | Full Conversion | INR | [40 empty] | 596929.41 | 596929.41 | INR Five Lakh Ninety Six Thousand Nine Hundred & Twenty Nine and Paise Forty One Only | 5857 | 6625.44 | 42849.81
18 | Brick work with 1st class bricks in cement mortar (1:6) GL TO PL (a) In foundation and plinth | BI01010001010000000000000515BI0100001129 | 153.702 | CuM. | 5879.98 |  |  | Excess(+) | 1 | Full Conversion | INR | [40 empty] | 903764.69 | 903764.69 | INR Nine Lakh Three Thousand Seven Hundred & Sixty Four and Paise Sixty Nine Only | 5952 | 6732.9 | 914834.3
19 | Brick work with 1st class bricks in cement mortar (1:6) in (b) In superstructure, ground floor | BI01010001010000000000000515BI0100001130 | 305.503 | CuM. | 6131.1 |  |  | Excess(+) | 1 | Full Conversion | INR | [40 empty] | 1873069.44 | 1873069.44 | INR Eighteen Lakh Seventy Three Thousand &Sixty Nine and Paise Forty Four Only | 6047 | 6840.37 | 1847376.64
20 | Brick work with 1st class bricks in cement mortar (1:6) in (b) In superstructure, first floor | BI01010001010000000000000515BI0100001131 | 137.919 | CuM. | 6256.67 |  |  | Excess(+) | 1 | Full Conversion | INR | [40 empty] | 862913.67 | 862913.67 | INR Eight Lakh Sixty Two Thousand Nine Hundred & Thirteen and Paise Sixty Seven Only | 6142 | 6947.83 | 847098.5
21 | Brick work with 1st class bricks in cement mortar (1:6) in (b) In superstructure, SECOND FLOOR &MUMTY ROOM | BI01010001010000000000000515BI0100001132 | 46.516 | CuM. | 6382.23 |  |  | Excess(+) | 1 | Full Conversion | INR | [40 empty] | 296875.81 | 296875.81 | INR Two Lakh Ninety Six Thousand Eight Hundred & Seventy Five and Paise Eighty One Only | 363 | 410.63 | 16885.31
22 | 125 mm. thick brick work with 1st class bricks in cement mortar (1:4)in (b) In superstructure, ground floor | BI01010001010000000000000515BI0100001133 | 590.21 | SqM | 805.41 |  |  | Excess(+) | 1 | Full Conversion | INR | [40 empty] | 475361.04 | 475361.04 | INR Four Lakh Seventy Five Thousand Three Hundred & Sixty One and Paise Four Only | 381 | 430.99 | 224870.01
23 | 125 mm. thick brick work with 1st class bricks in cement mortar (1:4)in (b) In superstructure, first floor | BI01010001010000000000000515BI0100001134 | 667.96 | SqM | 818.99 |  |  | Excess(+) | 1 | Full Conversion | INR | [40 empty] | 547052.56 | 547052.56 | INR Five Lakh Forty Seven Thousand &Fifty Two and Paise Fifty Six Only | 399 | 451.35 | 266516.04
24 | 125 mm. thick brick work with 1st class bricks in cement mortar (1:4)in (b) In superstructure, SECOND FLOOR &MUMTY ROOM | BI01010001010000000000000515BI0100001135 | 206.649 | SqM | 832.56 |  |  | Excess(+) | 1 | Full Conversion | INR | [40 empty] | 172047.69 | 172047.69 | INR One Lakh Seventy Two Thousand &Forty Seven and Paise Sixty Nine Only | 417 | 471.71 | 86172.63
25 | 25mm. thick damp proof course with cement concrete with stone chips (1:1.5:3) [with graded stone aggregate 10 mm nominal size] and admixture of water proofing compound as per manufacturer's specification followed by two coat of polymer based paint, (1st coat after 4 to 5 days of concrete laying and 2 nd coat just before brick masonry work) as directed (cost of water proofing compound & polymer based paint to be paid separately).( Chequering not required over concrete or painted surface). [Note: - Waterproofing as per item NO 9, polymer based paint as per item 8 (a) of Section (C). | BI01010001010000000000000515BI0100001136 | 107.95 | SqM | 210.4 |  |  | Excess(+) | 1 | Full Conversion | INR | [40 empty] | 22712.68 | 22712.68 | INR Twenty Two Thousand Seven Hundred & Twelve and Paise Sixty Eight Only | 435 | 492.07 | 46958.25
26 | Labour for Chipping of concrete surface before taking up Plastering work. | BI01010001010000000000000515BI0100001137 | 3061.421 | SqM | 23.76 |  |  | Excess(+) | 1 | Full Conversion | INR | [40 empty] | 72739.36 | 72739.36 | INR Seventy Two Thousand Seven Hundred & Thirty Nine and Paise Thirty Six Only | 59 | 66.74 | 180623.84
27 | Plaster (to wall, floor, ceiling etc.) with sand and cement mortar including rounding off or chamfering corners as directed and raking out joints including throating, nosing and drip course, scaffolding/staging where necessary (Ground floor).[Excluding cost of chipping over concrete surface] (ii) With 1:4 cement mortar ,b) 10 mm thick plaster. Ceiling Plaster GROUND FLOOR | BI01010001010000000000000515BI0100001138 | 835.955 | SqM | 141.4 |  |  | Excess(+) | 1 | Full Conversion | INR | [40 empty] | 118204.04 | 118204.04 | INR One Lakh Eighteen Thousand Two Hundred & Four and Paise Four Only | 71269 | 80619.49 | 59577676.9
28 | Plaster (to wall, floor, ceiling etc.) with sand and cement mortar including rounding off or chamfering corners as directed and raking out joints including throating, nosing and drip course, scaffolding/staging where necessary (Ground floor).[Excluding cost of chipping over concrete surface] (ii) With 1:4 cement mortar ,b) 10 mm thick plaster. Ceiling Plaster FIRST FLOOR | BI01010001010000000000000515BI0100001139 | 795.205 | SqM | 145.92 |  |  | Excess(+) | 1 | Full Conversion | INR | [40 empty] | 116036.31 | 116036.31 | INR One Lakh Sixteen Thousand &Thirty Six and Paise Thirty One Only | 71699 | 81105.91 | 57015403.3
29 | Plaster (to wall, floor, ceiling etc.) with sand and cement mortar including rounding off or chamfering corners as directed and raking out joints including throating, nosing and drip course, scaffolding/staging where necessary (Ground floor).[Excluding cost of chipping over concrete surface] (ii) With 1:4 cement mortar ,b) 10 mm thick plaster. Ceiling Plaster SECOND FLOOR&MUMTY | BI01010001010000000000000515BI0100001140 | 321.94 | SqM | 150.45 |  |  | Excess(+) | 1 | Full Conversion | INR | [40 empty] | 48435.87 | 48435.87 | INR Forty Eight Thousand Four Hundred & Thirty Five and Paise Eighty Seven Only | 72129 | 81592.32 | 23221210.26
30 | Plaster (to wall, floor, ceiling etc.) with sand and cement mortar including rounding off or chamfering corners as directed and raking out joints including throating, nosing and drip course, scaffolding/staging where necessary (Ground floor).[Excluding cost of chipping over concrete surface] With 1:6 cement mortar a) 20mm thick plaster OUTSIDE GROUND FLOOR | BI01010001010000000000000515BI0100001141 | 4028.298 | SqM | 179.86 |  |  | Excess(+) | 1 | Full Conversion | INR | [40 empty] | 724529.68 | 724529.68 | INR Seven Lakh Twenty Four Thousand Five Hundred & Twenty Nine and Paise Sixty Eight Only | 72559 | 82078.74 | 292289274.58
31 | Plaster (to wall, floor, ceiling etc.) with sand and cement mortar including rounding off or chamfering corners as directed and raking out joints including throating, nosing and drip course, scaffolding/staging where necessary (Ground floor).[Excluding cost of chipping over concrete surface] With 1:6 cement mortar a) 20mm thick plaster OUTSIDE FIRST FLOOR | BI01010001010000000000000515BI0100001142 | 873.932 | SqM | 184.39 |  |  | Excess(+) | 1 | Full Conversion | INR | [40 empty] | 161144.32 | 161144.32 | INR One Lakh Sixty One Thousand One Hundred & Forty Four and Paise Thirty Two Only | 72989 | 82565.16 | 63787422.75
32 | Plaster (to wall, floor, ceiling etc.) with sand and cement mortar including rounding off or chamfering corners as directed and raking out joints including throating, nosing and drip course, scaffolding/staging where necessary (Ground floor).[Excluding cost of chipping over concrete surface] With 1:6 cement mortar a) 20mm thick plaster OUTSIDE SECOND FLOOR & MUMTY | BI01010001010000000000000515BI0100001143 | 670.852 | SqM | 188.91 |  |  | Excess(+) | 1 | Full Conversion | INR | [40 empty] | 126730.65 | 126730.65 | INR One Lakh Twenty Six Thousand Seven Hundred & Thirty and Paise Sixty Five Only | 4243 | 4799.68 | 2846425.04
33 | Plaster (to wall, floor, ceiling etc.) with sand and cement mortar including rounding off or chamfering corners as directed and raking out joints including throating, nosing and drip course, scaffolding/staging where necessary (Ground floor).[Excluding cost of chipping over concrete surface] With 1:6 cement mortar b) 15mm thick plaster INSIDE GROUND FLOOR | BI01010001010000000000000515BI0100001144 | 1782.353 | SqM | 157.24 |  |  | Excess(+) | 1 | Full Conversion | INR | [40 empty] | 280257.19 | 280257.19 | INR Two Lakh Eighty Thousand Two Hundred & Fifty Seven and Paise Nineteen Only | 4466 | 5051.94 | 7959988.5
34 | Plaster (to wall, floor, ceiling etc.) with sand and cement mortar including rounding off or chamfering corners as directed and raking out joints including throating, nosing and drip course, scaffolding/staging where necessary (Ground floor).[Excluding cost of chipping over concrete surface] With 1:6 cement mortar b) 15mm thick plaster INSIDE FIRST FLOOR | BI01010001010000000000000515BI0100001145 | 2222.319 | SqM | 161.76 |  |  | Excess(+) | 1 | Full Conversion | INR | [40 empty] | 359482.32 | 359482.32 | INR Three Lakh Fifty Nine Thousand Four Hundred & Eighty Two and Paise Thirty Two Only | 4577 | 5177.5 | 10171554.06
35 | Plaster (to wall, floor, ceiling etc.) with sand and cement mortar including rounding off or chamfering corners as directed and raking out joints including throating, nosing and drip course, scaffolding/staging where necessary (Ground floor).[Excluding cost of chipping over concrete surface] With 1:6 cement mortar b) 15mm thick plaster INSIDE SECOND FLOOR & MUMTY | BI01010001010000000000000515BI0100001146 | 796.337 | SqM | 166.29 |  |  | Excess(+) | 1 | Full Conversion | INR | [40 empty] | 132422.88 | 132422.88 | INR One Lakh Thirty Two Thousand Four Hundred & Twenty Two and Paise Eighty Eight Only | 4688 | 5303.07 | 3733227.86
36 | Neat cement punning about 1.5mm thick in wall, dado, window sill, floor etc. NOTE:Cement 0.152 cu.m per100 sq.m. | BI01010001010000000000000515BI0100001147 | 673.966 | SqM | 38.46 |  |  | Excess(+) | 1 | Full Conversion | INR | [40 empty] | 25920.73 | 25920.73 | INR Twenty Five Thousand Nine Hundred & Twenty and Paise Seventy Three Only | 4799 | 5428.63 | 3234362.83
37 | Rendering the Surface of walls and ceiling with White Cement base WATER PROOF wall putty of approved make & brand.(1.5 mm thick) Ground Floor (Internal surface) | BI01010001010000000000000515BI0100001148 | 1183.989 | SqM | 138.01 |  |  | Excess(+) | 1 | Full Conversion | INR | [40 empty] | 163402.32 | 163402.32 | INR One Lakh Sixty Three Thousand Four Hundred & Two and Paise Thirty Two Only | 4910 | 5554.19 | 5813385.99
38 | Rendering the Surface of walls and ceiling with White Cement base WATER PROOF wall putty of approved make & brand.(1.5 mm thick) FIRST FLOOR (Internal surface) | BI01010001010000000000000515BI0100001149 | 1400.497 | SqM | 138.01 |  |  | Excess(+) | 1 | Full Conversion | INR | [40 empty] | 193282.59 | 193282.59 | INR One Lakh Ninety Three Thousand Two Hundred & Eighty Two and Paise Fifty Nine Only | 592 | 669.67 | 829094.22
39 | Rendering the Surface of walls and ceiling with White Cement base WATER PROOF wall putty of approved make & brand.(1.5 mm thick) SECOND FLOOR & Mumty (Internal surface) | BI01010001010000000000000515BI0100001150 | 1026.312 | SqM | 138.01 |  |  | Excess(+) | 1 | Full Conversion | INR | [40 empty] | 141641.32 | 141641.32 | INR One Lakh Forty One Thousand Six Hundred & Forty One and Paise Thirty Two Only | 604 | 683.24 | 619892.45
40 | Applying Interior grade Acrylic Primer of approved quality and brand on plastered or cencrete surface old or new surface to receive Distemper/ Acrylic emulsion paint including scraping and preparing the surface throughly, complete as per manufacturer's specification and as per direction of the EIC. (b) Two Coats i) Water based interior grade Acrylic Primer All Floor | BI01010001010000000000000515BI0100001151 | 6273.6 | SqM | 50 |  |  | Excess(+) | 1 | Full Conversion | INR | [40 empty] | 313680 | 313680 | INR Three Lakh Thirteen Thousand Six Hundred & Eighty Only | 616 | 696.82 | 3864537.6
41 | Acrylic Distemper to interior wall, ceiling with a coat of solvent based interior grade acrylic primer (as per manufacturer's specification) including cleaning and smoothning of surface. Two Coats All Floor | BI01010001010000000000000515BI0100001152 | 6273.6 | SqM | 79.18 |  |  | Excess(+) | 1 | Full Conversion | INR | [40 empty] | 496743.65 | 496743.65 | INR Four Lakh Ninety Six Thousand Seven Hundred & Forty Three and Paise Sixty Five Only | 628 | 710.39 | 3939820.8
42 | Applying Exterior grade Acrylic primer of approved quality and brand on plastered or cencrete surface old or new surface to receive decorative textured(matt finish) or smooth finish acrylic exterior emulsion paint including scraping and preparing the surface throughly, complete as per manufacturer's specification and as per direction of the EIC. (b) Two Coats Ground Floor (External surface) | BI01010001010000000000000515BI0100001153 | 931.898 | SqM | 51.02 |  |  | Excess(+) | 1 | Full Conversion | INR | [40 empty] | 47545.44 | 47545.44 | INR Forty Seven Thousand Five Hundred & Forty Five and Paise Forty Four Only | 640 | 723.97 | 596414.72
43 | Applying Exterior grade Acrylic primer of approved quality and brand on plastered or cencrete surface old or new surface to receive decorative textured(matt finish) or smooth finish acrylic exterior emulsion paint including scraping and preparing the surface throughly, complete as per manufacturer's specification and as per direction of the EIC. (b) Two Coats FIRST FLOOR (External surface) | BI01010001010000000000000515BI0100001154 | 624.332 | SqM | 51.82 |  |  | Excess(+) | 1 | Full Conversion | INR | [40 empty] | 32352.88 | 32352.88 | INR Thirty Two Thousand Three Hundred & Fifty Two and Paise Eighty Eight Only | 175 | 197.96 | 109258.1
44 | Applying Exterior grade Acrylic primer of approved quality and brand on plastered or cencrete surface old or new surface to receive decorative textured(matt finish) or smooth finish acrylic exterior emulsion paint including scraping and preparing the surface throughly, complete as per manufacturer's specification and as per direction of the EIC. (b) Two Coats SECOND FLOOR & Mumty (External surface) | BI01010001010000000000000515BI0100001155 | 670.852 | SqM | 52.62 |  |  | Excess(+) | 1 | Full Conversion | INR | [40 empty] | 35300.23 | 35300.23 | INR Thirty Five Thousand Three Hundred and Paise Twenty Three Only | 75572 | 85487.05 | 50697627.34
45 | Protective and Decorative Acrylic exterior emulsion paint of approved quality, as per manufacturer's specification and as per direction of EIC to be applied over acrylic primer as required. The rate includes cost of material, labour, scaffolding and all incidental charges but excluding the cost of primer b) Premium 100% Acrylic Emulsion (b) Two Coats Ground Floor (External surface) | BI01010001010000000000000515BI0100001156 | 931.898 | SqM | 95.02 |  |  | Excess(+) | 1 | Full Conversion | INR | [40 empty] | 88548.95 | 88548.95 | INR Eighty Eight Thousand Five Hundred & Forty Eight and Paise Ninety Five Only | 75772 | 85713.29 | 70611775.26
46 | Protective and Decorative Acrylic exterior emulsion paint of approved quality, as per manufacturer's specification and as per direction of EIC to be applied over acrylic primer as required. The rate includes cost of material, labour, scaffolding and all incidental charges but excluding the cost of primer b) Premium 100% Acrylic Emulsion (b) Two Coats FIRST FLOOR (External surface) | BI01010001010000000000000515BI0100001157 | 624.332 | SqM | 95.82 |  |  | Excess(+) | 1 | Full Conversion | INR | [40 empty] | 59823.49 | 59823.49 | INR Fifty Nine Thousand Eight Hundred & Twenty Three and Paise Forty Nine Only | 75972 | 85939.53 | 47431750.7
47 | Protective and Decorative Acrylic exterior emulsion paint of approved quality, as per manufacturer's specification and as per direction of EIC to be applied over acrylic primer as required. The rate includes cost of material, labour, scaffolding and all incidental charges but excluding the cost of primer b) Premium 100% Acrylic Emulsion (b) Two Coats SECOND FLOOR & Mumty (External surface) | BI01010001010000000000000515BI0100001158 | 670.852 | SqM | 96.63 |  |  | Excess(+) | 1 | Full Conversion | INR | [40 empty] | 64824.43 | 64824.43 | INR Sixty Four Thousand Eight Hundred & Twenty Four and Paise Forty Three Only | 76172 | 86165.77 | 51100138.54
48 | Cement washing including cleaning and smoothening surface thoroughly (cement to be used @15 kg./100 sq.m. of surface for one coat and @25 kg./100 sq.m of surface for two coats): External surface (Ground Floor) | BI01010001010000000000000515BI0100001159 | 2596.15 | SqM | 16.11 |  |  | Excess(+) | 1 | Full Conversion | INR | [40 empty] | 41823.98 | 41823.98 | INR Forty One Thousand Eight Hundred & Twenty Three and Paise Ninety Eight Only | 76372 | 86392.01 | 198273167.8
49 | Applying decorative cement based paint of approved quality after preparing the surface including scraping the same thoroughly (plastered or concrete surface) as per manufacturer's specification. Two coats. Ground Floor(external surface) | BI01010001010000000000000515BI0100001160 | 2596.15 | SqM | 55.43 |  |  | Excess(+) | 1 | Full Conversion | INR | [40 empty] | 143904.59 | 143904.59 | INR One Lakh Forty Three Thousand Nine Hundred & Four and Paise Fifty Nine Only | 2659 | 3007.86 | 6903162.85
50 | Wood work in door and window frame fitted and fixed in position complete including a protective coat of painting at the contact surface of the frame exluding cost of concrete, Iron Butt Hinges and M.S clamps. (The quantum should be correted upto three decimals). Sal : Malayasian GROUND FLOOR | BI01010001010000000000000515BI0100001161 | 1.146 | CuM. | 85487.05 |  |  | Excess(+) | 1 | Full Conversion | INR | [40 empty] | 97968.16 | 97968.16 | INR Ninety Seven Thousand Nine Hundred & Sixty Eight and Paise Sixteen Only | 2673 | 3023.7 | 3063.26
51 | Wood work in door and window frame fitted and fixed in position complete including a protective coat of painting at the contact surface of the frame exluding cost of concrete, Iron Butt Hinges and M.S clamps. (The quantum should be correted upto three decimals). Sal : Malayasian FIRST FLOOR | BI01010001010000000000000515BI0100001162 | 1.227 | CuM. | 85713.29 |  |  | Excess(+) | 1 | Full Conversion | INR | [40 empty] | 105170.21 | 105170.21 | INR One Lakh Five Thousand One Hundred & Seventy and Paise Twenty One Only | 2687 | 3039.53 | 3296.95
52 | Wood work in door and window frame fitted and fixed in position complete including a protective coat of painting at the contact surface of the frame exluding cost of concrete, Iron Butt Hinges and M.S clamps. (The quantum should be correted upto three decimals). Sal : Malayasian SECOND FLOOR&MUMTY | BI01010001010000000000000515BI0100001163 | 0.333 | CuM. | 85939.53 |  |  | Excess(+) | 1 | Full Conversion | INR | [40 empty] | 28617.86 | 28617.86 | INR Twenty Eight Thousand Six Hundred & Seventeen and Paise Eighty Six Only | 2701 | 3055.37 | 899.43
53 | Supplying solid flush type doors of commercial quality, the timber frame consisting of top and bottom rails and side styles of well seasoned timber 65mm wideeach and the entire frame fitted with 37.5mm wide battens places both ways in order to make the door of solid core and internal lipping with Garjan or similar wood veneerscomplete, including fitting, fixing shutters inposition but excluding the cost of hinges andother fittings in ground floor.(a) 35 mm thick shutters (single leaf) GROUND FLOOR | BI01010001010000000000000515BI0100001164 | 62.391 | SqM | 3007.86 |  |  | Excess(+) | 1 | Full Conversion | INR | [40 empty] | 187663.39 | 187663.39 | INR One Lakh Eighty Seven Thousand Six Hundred & Sixty Three and Paise Thirty Nine Only | 497 | 562.21 | 31008.33
54 | Supplying solid flush type doors of commercial quality, the timber frame consisting of top and bottom rails and side styles of well seasoned timber 65mm wideeach and the entire frame fitted with 37.5mm wide battens places both ways in order to make the door of solid core and internal lipping with Garjan or similar wood veneerscomplete, including fitting, fixing shutters inposition but excluding the cost of hinges andother fittings in ground floor.(a) 35 mm thick shutters (single leaf) FIRST FLOOR | BI01010001010000000000000515BI0100001165 | 54.516 | SqM | 3023.7 |  |  | Excess(+) | 1 | Full Conversion | INR | [40 empty] | 164840.03 | 164840.03 | INR One Lakh Sixty Four Thousand Eight Hundred & Forty and Paise Three Only | 2763 | 3125.51 | 150627.71
55 | Supplying solid flush type doors of commercial quality, the timber frame consisting of top and bottom rails and side styles of well seasoned timber 65mm wideeach and the entire frame fitted with 37.5mm wide battens places both ways in order to make the door of solid core and internal lipping with Garjan or similar wood veneerscomplete, including fitting, fixing shutters inposition but excluding the cost of hinges andother fittings in ground floor.(a) 35 mm thick shutters (single leaf) SECOND FLOOR&MUMTY | BI01010001010000000000000515BI0100001166 | 16.443 | SqM | 3039.53 |  |  | Excess(+) | 1 | Full Conversion | INR | [40 empty] | 49978.99 | 49978.99 | INR Forty Nine Thousand Nine Hundred & Seventy Eight and Paise Ninety Nine Only | 2777 | 3141.34 | 45662.21
56 | Primming One coat on Timber or Plaster surface with Synthetic Oil bound Primer of approved Quality inclusing smooting surface by sand Papering etc | BI01010001010000000000000515BI0100001167 | 206.598 | SqM | 42.99 |  |  | Excess(+) | 1 | Full Conversion | INR | [40 empty] | 8881.65 | 8881.65 | INR Eight Thousand Eight Hundred & Eighty One and Paise Sixty Five Only | 2791 | 3157.18 | 576615.02
57 | (A) Painting with best quality synthetic enamel paint of approved make and brand including smoothening surface by sand papering etc. including using of approved putty etc. on the surface, if necessary : (a) On timber or plastered surface :With super gloss (hi-gloss) -(iv) Two coats (with any shade except white) | BI01010001010000000000000515BI0100001168 | 206.598 | SqM | 91.63 |  |  | Excess(+) | 1 | Full Conversion | INR | [40 empty] | 18930.57 | 18930.57 | INR Eighteen Thousand Nine Hundred & Thirty and Paise Fifty Seven Only | 2805 | 3173.02 | 579507.39
58 | (b) Priming one coat on steel or other metal surface with synthetic oil bound primer of approved quality including smoothening surfaces by sand papering etc. | BI01010001010000000000000515BI0100001169 | 337.689 | SqM | 32.8 |  |  | Excess(+) | 1 | Full Conversion | INR | [40 empty] | 11076.2 | 11076.2 | INR Eleven Thousand &Seventy Six and Paise Twenty Only | 75453 | 85352.43 | 25479648.12
59 | Painting with best quality synthetic enamel paint of approved make and brand including smoothening surface by sand papering etc. including using of approved putty etc. on the surface, if necessary : b) iv) On Steel and other Metal Surface Two coat with any shade except white | BI01010001010000000000000515BI0100001170 | 337.689 | SqM | 89.36 |  |  | Excess(+) | 1 | Full Conversion | INR | [40 empty] | 30175.89 | 30175.89 | INR Thirty Thousand One Hundred & Seventy Five and Paise Eighty Nine Only | 766 | 866.5 | 258669.77
60 | Supplying and laying true to line and level vitrified tiles of approved brand (size not less than 600 mm X 600 mm X 10 mm thick) in floor, skirting etc. set in 20 mm sand cement mortar (1:4) and 2 mm thick cement slurry back side of tiles using cement @ 2.91Kg./sqM or using polymerised adhesive (6 mm thick layer applied directly over finished artificial stone floor/Mosaic etc without any backing course) laid after application slurry using 1.75 Kg of cement per sqM below mortar only, joints grouted with admixture of white cement and colouring pigment to match with colour of tiles / epoxy grout materials of approved make as directed and removal of wax coating of top surface of tiles with warm water and polishing the tiles using soft and dry cloth upto mirror finish complete including the cost of materials, labour and all other incidental charges complete true to the manufacturer's specification and direction of Engineer-in-Charge.(White cement, synthetic adhesive and grout material to be supplied by the contrr]e) I (I) With application slurry @1.75 kg/ Sq.m, 20 mm sand cement mortar (1:4) & 2 mm thick cement slurry at back side of tiles, 0.2 kg/ Sq.m white cement for joint filling with pigment. (B) Light Colour Ground floor | BI01010001010000000000000515BI0100001171 | 45.832 | SqM | 1433.23 |  |  | Excess(+) | 1 | Full Conversion | INR | [40 empty] | 65687.8 | 65687.8 | INR Sixty Five Thousand Six Hundred & Eighty Seven and Paise Eighty Only | 394 | 445.69 | 18057.81
61 | 18 mm. to 22 mm. thick, kota stone slab setin 20 mm thick (avg) cement mortar (1:4) in floor, stair & lobby including pointing incement slurry with admixture of pigmentmatching the stone shade, including grinding& polishing as per direction of Engineer - in -charge to match with the existing work.[Slurry for bedding @ 4.4 kg/Sq.m andpointing @2.0 kg/Sq.m]Extra cost of labour for prefinished andpremoulded Nosing to treads of steps, GROUND FLOOR | BI01010001010000000000000515BI0100001172 | 664.168 | SqM | 1140.25 |  |  | Excess(+) | 1 | Full Conversion | INR | [40 empty] | 757317.56 | 757317.56 | INR Seven Lakh Fifty Seven Thousand Three Hundred & Seventeen and Paise Fifty Six Only | 342 | 386.87 | 227145.46
62 | 18 mm. to 22 mm. thick, kota stone slab setin 20 mm thick (avg) cement mortar (1:4) in floor, stair & lobby including pointing incement slurry with admixture of pigmentmatching the stone shade, including grinding& polishing as per direction of Engineer - in -charge to match with the existing work.[Slurry for bedding @ 4.4 kg/Sq.m andpointing @2.0 kg/Sq.m]Extra cost of labour for prefinished andpremoulded Nosing to treads of steps, FIRST FLOOR | BI01010001010000000000000515BI0100001173 | 509.897 | SqM | 1153.82 |  |  | Excess(+) | 1 | Full Conversion | INR | [40 empty] | 588329.36 | 588329.36 | INR Five Lakh Eighty Eight Thousand Three Hundred & Twenty Nine and Paise Thirty Six Only | 21 | 23.76 | 10707.84
63 | 18 mm. to 22 mm. thick, kota stone slab setin 20 mm thick (avg) cement mortar (1:4) in floor, stair & lobby including pointing incement slurry with admixture of pigmentmatching the stone shade, including grinding& polishing as per direction of Engineer - in -charge to match with the existing work.[Slurry for bedding @ 4.4 kg/Sq.m andpointing @2.0 kg/Sq.m]Extra cost of labour for prefinished andpremoulded Nosing to treads of steps, SECOND FLOOR&MUMTY | BI01010001010000000000000515BI0100001174 | 193.149 | SqM | 1167.4 |  |  | Excess(+) | 1 | Full Conversion | INR | [40 empty] | 225482.14 | 225482.14 | INR Two Lakh Twenty Five Thousand Four Hundred & Eighty Two and Paise Fourteen Only | 5819 | 6582.45 | 1123934.03
64 | Supplying, fitting and fixing 18 mm. to 22mm. thick kota stone slab in wall, dado in 15mm thick [avg] cement mortar (1:3) includingmaking suitable arrangement to hold thestone properly by brass / copper hooksincluding pointing in cement mortar (1:2) (1cement : 2 marble dust) with admixture ofpigments matching the stone shadeincluding grinding and polishing all completeas per direction of Engineer-in-charge including cost of materials, labour, scaffolding, staging, curing complete.[Using cement slurry for bedding @4.4 kg/Sq.m and for jointing @1.8 kg/Sq.m] GROUND FLOOR/ KOTA STONE WALL | BI01010001010000000000000515BI0100001175 | 110.205 | SqM | 1297.49 |  |  | Excess(+) | 1 | Full Conversion | INR | [40 empty] | 142989.89 | 142989.89 | INR One Lakh Forty Two Thousand Nine Hundred & Eighty Nine and Paise Eighty Nine Only | 3614 | 4088.16 | 398280.87
65 | Supplying, fitting and fixing 18 mm. to 22mm. thick kota stone slab in wall, dado in 15mm thick [avg] cement mortar (1:3) includingmaking suitable arrangement to hold thestone properly by brass / copper hooksincluding pointing in cement mortar (1:2) (1cement : 2 marble dust) with admixture ofpigments matching the stone shadeincluding grinding and polishing all completeas per direction of Engineer-in-charge including cost of materials, labour, scaffolding, staging, curing complete.[Using cement slurry for bedding @4.4 kg/Sq.m and for jointing @1.8 kg/Sq.m] FIRST FLOOR/ KOTA STONE WALL | BI01010001010000000000000515BI0100001176 | 108.454 | SqM | 1311.06 |  |  | Excess(+) | 1 | Full Conversion | INR | [40 empty] | 142189.7 | 142189.7 | INR One Lakh Forty Two Thousand One Hundred & Eighty Nine and Paise Seventy Only | 122 | 138.01 | 13231.39
66 | Supplying, fitting and fixing 18 mm. to 22mm. thick kota stone slab in wall, dado in 15mm thick [avg] cement mortar (1:3) includingmaking suitable arrangement to hold thestone properly by brass / copper hooksincluding pointing in cement mortar (1:2) (1cement : 2 marble dust) with admixture ofpigments matching the stone shadeincluding grinding and polishing all completeas per direction of Engineer-in-charge including cost of materials, labour, scaffolding, staging, curing complete.[Using cement slurry for bedding @4.4 kg/Sq.m and for jointing @1.8 kg/Sq.m] SECOND FLOOR & MUMTY ROOM/ KOTA STONE WALL | BI01010001010000000000000515BI0100001177 | 31 | SqM | 1324.64 |  |  | Excess(+) | 1 | Full Conversion | INR | [40 empty] | 41063.84 | 41063.84 | INR Forty One Thousand &Sixty Three and Paise Eighty Four Only | 126 | 142.53 | 3906
67 | Extra cost of labour for grinding Kota Stone Floor in treads and riser of Steps. | BI01010001010000000000000515BI0100001178 | 100 | SqM | 236.42 |  |  | Excess(+) | 1 | Full Conversion | INR | [40 empty] | 23642 | 23642 | INR Twenty Three Thousand Six Hundred & Forty Two Only | 130 | 147.06 | 13000
68 | Extra cost of labour for prefinished and premoulded Nosing to treads of steps, railing, window sill etc. of Kota Stone. | BI01010001010000000000000515BI0100001179 | 300 | Mtr. | 253.39 |  |  | Excess(+) | 1 | Full Conversion | INR | [40 empty] | 76017 | 76017 | INR Seventy Six Thousand &Seventeen Only | 134 | 151.58 | 40200
69 | Supplying and laying true to line and level Anti-Skid, Full Body, Homogeneous & Granular finish Vitrified Tiles conforming to IS:15622-2006 & IS 4457-2007 and testing shall be made in accordance with IS:13630 [Non- modular sizes for tiles with Skid resistance > 0.5, Mohr's hardness > 5.0, Staining resistance: Class-1, Water Absorption: E < 0.5%], MOR > 35 N/sq.mm in Internal area of building e.g. Toilet Block, Passage, Corridor, Accessible Open Terrace etc. set in 20 mm sand cement mortar (1:4) and 2 mm thick cement slurry at back side of tiles using cement @ 2.91 Kg./Sqm or using Polymerised Adhesive (6 mm thick layer applied directly over finished artificial stone floor/ Mosaic etc without any backing course) laid after application slurry using 1.75 Kg of cement per Sqm below mortar only, joints grouted with admixture of white cement and colouring pigment to match with colour of tiles/ epoxy grout materials of approved make as directed and removal of wax coating of top surface of tiles with warm water and polishing the tiles using soft and dry cloth upto mirror finish complete including the cost of materials, labour and all other incidental charges complete true to the manufacturer's specification and direction of Engineer-in-Charge. (White cement, synthetic adhesive and grout material to be supplied by the contractor). a) In Ground Floor: Sizes-300 mm x300mm x10 mm with breaking strength > 1200 N | BI01010001010000000000000515BI0100001180 | 69.148 | SqM | 1024.87 |  |  | Excess(+) | 1 | Full Conversion | INR | [40 empty] | 70867.71 | 70867.71 | INR Seventy Thousand Eight Hundred & Sixty Seven and Paise Seventy One Only | 153 | 173.07 | 10579.64
70 | Supplying and laying true to line and level Anti-Skid, Full Body, Homogeneous & Granular finish Vitrified Tiles conforming to IS:15622-2006 & IS 4457-2007 and testing shall be made in accordance with IS:13630 [Non- modular sizes for tiles with Skid resistance > 0.5, Mohr's hardness > 5.0, Staining resistance: Class-1, Water Absorption: E < 0.5%], MOR > 35 N/sq.mm in Internal area of building e.g. Toilet Block, Passage, Corridor, Accessible Open Terrace etc. set in 20 mm sand cement mortar (1:4) and 2 mm thick cement slurry at back side of tiles using cement @ 2.91 Kg./Sqm or using Polymerised Adhesive (6 mm thick layer applied directly over finished artificial stone floor/ Mosaic etc without any backing course) laid after application slurry using 1.75 Kg of cement per Sqm below mortar only, joints grouted with admixture of white cement and colouring pigment to match with colour of tiles/ epoxy grout materials of approved make as directed and removal of wax coating of top surface of tiles with warm water and polishing the tiles using soft and dry cloth upto mirror finish complete including the cost of materials, labour and all other incidental charges complete true to the manufacturer's specification and direction of Engineer-in-Charge. (White cement, synthetic adhesive and grout material to be supplied by the contractor). a) In First Floor: Sizes-300 mm x300mm x10 mm with breaking strength > 1200 N | BI01010001010000000000000515BI0100001181 | 67.224 | SqM | 1038.44 |  |  | Excess(+) | 1 | Full Conversion | INR | [40 empty] | 69808.09 | 69808.09 | INR Sixty Nine Thousand Eight Hundred & Eight and Paise Nine Only | 157 | 177.6 | 10554.17
71 | Supplying and laying true to line and level Anti-Skid, Full Body, Homogeneous & Granular finish Vitrified Tiles conforming to IS:15622-2006 & IS 4457-2007 and testing shall be made in accordance with IS:13630 [Non- modular sizes for tiles with Skid resistance > 0.5, Mohr's hardness > 5.0, Staining resistance: Class-1, Water Absorption: E < 0.5%], MOR > 35 N/sq.mm in Internal area of building e.g. Toilet Block, Passage, Corridor, Accessible Open Terrace etc. set in 20 mm sand cement mortar (1:4) and 2 mm thick cement slurry at back side of tiles using cement @ 2.91 Kg./Sqm or using Polymerised Adhesive (6 mm thick layer applied directly over finished artificial stone floor/ Mosaic etc without any backing course) laid after application slurry using 1.75 Kg of cement per Sqm below mortar only, joints grouted with admixture of white cement and colouring pigment to match with colour of tiles/ epoxy grout materials of approved make as directed and removal of wax coating of top surface of tiles with warm water and polishing the tiles using soft and dry cloth upto mirror finish complete including the cost of materials, labour and all other incidental charges complete true to the manufacturer's specification and direction of Engineer-in-Charge. (White cement, synthetic adhesive and grout material to be supplied by the contractor). a) In Second Floor: Sizes-300 mm x300mm x10 mm with breaking strength > 1200 N | BI01010001010000000000000515BI0100001182 | 26.107 | SqM | 1052.02 |  |  | Excess(+) | 1 | Full Conversion | INR | [40 empty] | 27465.09 | 27465.09 | INR Twenty Seven Thousand Four Hundred & Sixty Five and Paise Nine Only | 161 | 182.12 | 4203.23
72 | Supplying, fitting & fixing 1st quality Ceramic tiles in walls and floors to match with the existing work & 4 nos. of key stones (10mm) fixed with araldite at the back of each tile & finishing the joints with white cement mixed with colouring oxide if required to match the colour of tiles including roughening of concrete surface, if necessary or by synthetic adhesive & grout materials etc. (A) Wall With Sand Cement Mortar (1:3) 20 mm thick & 2 mm thick cement slurry at back side of tiles using cement @ 2.91 Kg/Sq.m & joint filling using white cement slurry @ 0.20kg/Sq.m (a) Area of each tile upto 0.09 Sq.m (i) Coloured decorative GROUND FLOOR WALL TILES | BI01010001010000000000000515BI0100001183 | 248.97 | SqM | 840.48 |  |  | Excess(+) | 1 | Full Conversion | INR | [40 empty] | 209254.31 | 209254.31 | INR Two Lakh Nine Thousand Two Hundred & Fifty Four and Paise Thirty One Only | 165 | 186.65 | 41080.05
73 | Supplying, fitting & fixing 1st quality Ceramic tiles in walls and floors to match with the existing work & 4 nos. of key stones (10mm) fixed with araldite at the back of each tile & finishing the joints with white cement mixed with colouring oxide if required to match the colour of tiles including roughening of concrete surface, if necessary or by synthetic adhesive & grout materials etc. (A) Wall With Sand Cement Mortar (1:3) 20 mm thick & 2 mm thick cement slurry at back side of tiles using cement @ 2.91 Kg/Sq.m & joint filling using white cement slurry @ 0.20kg/Sq.m (a) Area of each tile upto 0.09 Sq.m (i) Coloured decorative FIRST FLOOR WALL TILES | BI01010001010000000000000515BI0100001184 | 230.14 | SqM | 846.14 |  |  | Excess(+) | 1 | Full Conversion | INR | [40 empty] | 194730.66 | 194730.66 | INR One Lakh Ninety Four Thousand Seven Hundred & Thirty and Paise Sixty Six Only | 169 | 191.17 | 38893.66
74 | Supplying, fitting & fixing 1st quality Ceramic tiles in walls and floors to match with the existing work & 4 nos. of key stones (10mm) fixed with araldite at the back of each tile & finishing the joints with white cement mixed with colouring oxide if required to match the colour of tiles including roughening of concrete surface, if necessary or by synthetic adhesive & grout materials etc. (A) Wall With Sand Cement Mortar (1:3) 20 mm thick & 2 mm thick cement slurry at back side of tiles using cement @ 2.91 Kg/Sq.m & joint filling using white cement slurry @ 0.20kg/Sq.m (a) Area of each tile upto 0.09 Sq.m (i) Coloured decorative SECOND FLOOR WALL TILES | BI01010001010000000000000515BI0100001185 | 81.18 | SqM | 851.79 |  |  | Excess(+) | 1 | Full Conversion | INR | [40 empty] | 69148.31 | 69148.31 | INR Sixty Nine Thousand One Hundred & Forty Eight and Paise Thirty One Only | 135 | 152.71 | 10959.3
75 | Supplying, fitting and fixing fibre reinforced polymer (FRP) Composite door frame as per approved section with glass fibre reinforced plastic moulded skins and a special sandwich core, so as to impart monolitaheic composite structure as per approved technology of Department of Science and Technology (DST) to safisfy IS: 4020 door testing performance criteria.. ii) 66mm x 70mm | BI01010001010000000000000515BI0100001186 | 190.875 | Mtr. | 504.52 |  |  | Excess(+) | 1 | Full Conversion | INR | [40 empty] | 96300.26 | 96300.26 | INR Ninety Six Thousand Three Hundred and Paise Twenty Six Only | 139 | 157.24 | 26531.63
76 | Supplying, fitting & fixing fibre reinforced polymer (FRP) Composite door shutters as per approved design with glass fibre reinforced plastic moulded skins and special sandwich core, so as to impart monolitaheic composite structure as per approved technology of Department of Science and Technology (DST) to satisfy IS:4020 door testing performance criteria (32 MM THK) GROUND FLOOR | BI01010001010000000000000515BI0100001187 | 28.193 | SqM | 3125.51 |  |  | Excess(+) | 1 | Full Conversion | INR | [40 empty] | 88117.5 | 88117.5 | INR Eighty Eight Thousand One Hundred & Seventeen and Paise Fifty Only | 143 | 161.76 | 4031.6
77 | Supplying, fitting & fixing fibre reinforced polymer (FRP) Composite door shutters as per approved design with glass fibre reinforced plastic moulded skins and special sandwich core, so as to impart monolitaheic composite structure as per approved technology of Department of Science and Technology (DST) to satisfy IS:4020 door testing performance criteria (32 MM THK) FIRST FLOOR | BI01010001010000000000000515BI0100001188 | 23.625 | SqM | 3141.34 |  |  | Excess(+) | 1 | Full Conversion | INR | [40 empty] | 74214.16 | 74214.16 | INR Seventy Four Thousand Two Hundred & Fourteen and Paise Sixteen Only | 147 | 166.29 | 3472.88
78 | Supplying, fitting & fixing fibre reinforced polymer (FRP) Composite door shutters as per approved design with glass fibre reinforced plastic moulded skins and special sandwich core, so as to impart monolitaheic composite structure as per approved technology of Department of Science and Technology (DST) to satisfy IS:4020 door testing performance criteria (32 MM THK) SECOND FLOOR | BI01010001010000000000000515BI0100001189 | 7.875 | SqM | 3157.18 |  |  | Excess(+) | 1 | Full Conversion | INR | [40 empty] | 24862.79 | 24862.79 | INR Twenty Four Thousand Eight Hundred & Sixty Two and Paise Seventy Nine Only | 151 | 170.81 | 1189.13
79 | Supplying, fitting and fixing windows and ventilators with or without integrated grills conforming to IS 1038-1975 and manufactured from rolled steel sections conforming to IS 7452-1974 with non-friction projecting type, box type hinges, glazing clips, lugs locking bracket, handle plate etc, including hoisting in position, straightening if required, fixing lugs in cement concrete (1:2:4) with stone chips 20 mm down cutting holes and mending good damages to match with existing surface complete in all respect excluding glazing. In Ground floor Flash butt welded windows and ventilators (No shop priming will be allowed to facilitate inspection of workmanship) Without integrated grills. (b) Openable steel windows as per IS sizes with side hung shutters and horizotal glazing bars. [The extra rate admissible for the openable portion only] GROUND FLOOR | BI01010001010000000000000515BI0100001190 | 49.245 | SqM | 2487.51 |  |  | Excess(+) | 1 | Full Conversion | INR | [40 empty] | 122497.43 | 122497.43 | INR One Lakh Twenty Two Thousand Four Hundred & Ninety Seven and Paise Forty Three Only | 34 | 38.46 | 1674.33
80 | Supplying, fitting and fixing windows and ventilators with or without integrated grills conforming to IS 1038-1975 and manufactured from rolled steel sections conforming to IS 7452-1974 with non-friction projecting type, box type hinges, glazing clips, lugs locking bracket, handle plate etc, including hoisting in position, straightening if required, fixing lugs in cement concrete (1:2:4) with stone chips 20 mm down cutting holes and mending good damages to match with existing surface complete in all respect excluding glazing. In Ground floor Flash butt welded windows and ventilators (No shop priming will be allowed to facilitate inspection of workmanship) Without integrated grills. (b) Openable steel windows as per IS sizes with side hung shutters and horizotal glazing bars. [The extra rate admissible for the openable portion only] FIRST FLOOR | BI01010001010000000000000515BI0100001191 | 37.2 | SqM | 2517.36 |  |  | Excess(+) | 1 | Full Conversion | INR | [40 empty] | 93645.79 | 93645.79 | INR Ninety Three Thousand Six Hundred & Forty Five and Paise Seventy Nine Only | 1415 | 1600.65 | 52638
81 | Supplying, fitting and fixing windows and ventilators with or without integrated grills conforming to IS 1038-1975 and manufactured from rolled steel sections conforming to IS 7452-1974 with non-friction projecting type, box type hinges, glazing clips, lugs locking bracket, handle plate etc, including hoisting in position, straightening if required, fixing lugs in cement concrete (1:2:4) with stone chips 20 mm down cutting holes and mending good damages to match with existing surface complete in all respect excluding glazing. In Ground floor Flash butt welded windows and ventilators (No shop priming will be allowed to facilitate inspection of workmanship) Without integrated grills. (a) Fixed type steel windows as per IS Sizes with horizontal glazing bars GROUND FLOOR | BI01010001010000000000000515BI0100001192 | 3.645 | SqM | 1705.85 |  |  | Excess(+) | 1 | Full Conversion | INR | [40 empty] | 6217.82 | 6217.82 | INR Six Thousand Two Hundred & Seventeen and Paise Eighty Two Only | 983 | 1111.97 | 3583.04
82 | Supplying, fitting and fixing windows and ventilators with or without integrated grills conforming to IS 1038-1975 and manufactured from rolled steel sections conforming to IS 7452-1974 with non-friction projecting type, box type hinges, glazing clips, lugs locking bracket, handle plate etc, including hoisting in position, straightening if required, fixing lugs in cement concrete (1:2:4) with stone chips 20 mm down cutting holes and mending good damages to match with existing surface complete in all respect excluding glazing. In Ground floor Flash butt welded windows and ventilators (No shop priming will be allowed to facilitate inspection of workmanship) Without integrated grills. (a) Fixed type steel windows as per IS Sizes with horizontal glazing bars FIRST FLOOR | BI01010001010000000000000515BI0100001193 | 1.62 | SqM | 1726.32 |  |  | Excess(+) | 1 | Full Conversion | INR | [40 empty] | 2796.64 | 2796.64 | INR Two Thousand Seven Hundred & Ninety Six and Paise Sixty Four Only | 659 | 745.46 | 1067.58
83 | Supplying best Indian sheet glass panes set in putty and fitted and fixed with nails and putty complete. (In all floors for internal wall & upto 6 m height for external wall) ii) 4 mm thick | BI01010001010000000000000515BI0100001194 | 95.445 | SqM | 606.32 |  |  | Excess(+) | 1 | Full Conversion | INR | [40 empty] | 57870.21 | 57870.21 | INR Fifty Seven Thousand Eight Hundred & Seventy and Paise Twenty One Only | 20.01 | 22.64 | 1909.85
84 | Extra for fixing glass panes in steel window | BI01010001010000000000000515BI0100001195 | 95.445 | SqM | 75.79 |  |  | Excess(+) | 1 | Full Conversion | INR | [40 empty] | 7233.78 | 7233.78 | INR Seven Thousand Two Hundred & Thirty Three and Paise Seventy Eight Only | 14.24 | 16.11 | 1359.14
85 | Supplying,fitting & fixing of 2-Track / 3-Track Aluminium sliding Window of all Aluminium sections viz. window frame (top,bottom & side frame), shutter (top, bottom, side & interlock member) made of aluminium alloy extrusions conforming to IS 733-1983 & IS 1285-1975, annodised conforming to IS 1868- 1983, fitted with all other accessories viz. PVC roller, EPDM gasket, maruti lock, screws etc. including labour charges for fitting & fixing of aluminium 2- track/3-track sliding window with fixing of glass (excluding cost of glass) all complete as per architectural drawings and direction of Engineer-in-charge. 10-12 Micron thickness Annodizing film Natural white All Floor | BI01010001010000000000000515BI0100001196 | 581.939 | Kg | 506.78 |  |  | Excess(+) | 1 | Full Conversion | INR | [40 empty] | 294915.05 | 294915.05 | INR Two Lakh Ninety Four Thousand Nine Hundred & Fifteen and Paise Five Only | 14.95 | 16.91 | 8699.99
86 | Supplying bubble free float glass of approved make and brand conforming to IS: 2835-1987. ii) 4mm thick coloured / tinted / smoke glass. All Floor | BI01010001010000000000000515BI0100001197 | 89.529 | Sqm | 529.4 |  |  | Excess(+) | 1 | Full Conversion | INR | [40 empty] | 47396.65 | 47396.65 | INR Forty Seven Thousand Three Hundred & Ninety Six and Paise Sixty Five Only | 15.66 | 17.71 | 1402.02
87 | v)Two point nose steel handle including fitting and fixing. | BI01010001010000000000000515BI0100001198 | 185 | Each | 56.56 |  |  | Excess(+) | 1 | Full Conversion | INR | [40 empty] | 10463.6 | 10463.6 | INR Ten Thousand Four Hundred & Sixty Three and Paise Sixty Only | 110 | 124.43 | 20350
88 | vi)steel peg stay 300 mm long including fitting and fixing. | BI01010001010000000000000515BI0100001199 | 185 | Each | 39.59 |  |  | Excess(+) | 1 | Full Conversion | INR | [40 empty] | 7324.15 | 7324.15 | INR Seven Thousand Three Hundred & Twenty Four and Paise Fifteen Only | 30.8 | 34.84 | 5698
89 | a) M.S.or W.I. Ornamental grill of approved design joints continuously welded with M.S,W.I. Flats and bars of windows, railing etc. fitted and fixed with necessary screws and lugs in ground floor.(i) Grill weighing above 16 Kg./sq. mtr. GROUND FLOOR | BI01010001010000000000000515BI0100001200 | 19.628 | Qntl | 10968.12 |  |  | Excess(+) | 1 | Full Conversion | INR | [40 empty] | 215282.26 | 215282.26 | INR Two Lakh Fifteen Thousand Two Hundred & Eighty Two and Paise Twenty Six Only | 30.8 | 34.84 | 604.54
90 | a) M.S.or W.I. Ornamental grill of approved design joints continuously welded with M.S,W.I. Flats and bars of windows, railing etc. fitted and fixed with necessary screws and lugs in ground floor.(i) Grill weighing above 16 Kg./sq. mtr. FIRST FLOOR | BI01010001010000000000000515BI0100001201 | 24.787 | Qntl | 11077.8 |  |  | Excess(+) | 1 | Full Conversion | INR | [40 empty] | 274585.43 | 274585.43 | INR Two Lakh Seventy Four Thousand Five Hundred & Eighty Five and Paise Forty Three Only | 30.8 | 34.84 | 763.44
91 | a) M.S.or W.I. Ornamental grill of approved design joints continuously welded with M.S,W.I. Flats and bars of windows, railing etc. fitted and fixed with necessary screws and lugs in ground floor.(i) Grill weighing above 16 Kg./sq. mtr. SECOND FLOOR & MUMTY ROOM | BI01010001010000000000000515BI0100001202 | 6.03 | Qntl | 11188.57 |  |  | Excess(+) | 1 | Full Conversion | INR | [40 empty] | 67467.08 | 67467.08 | INR Sixty Seven Thousand Four Hundred & Sixty Seven and Paise Eight Only | 30.8 | 34.84 | 185.72
92 | M.S. gate of Jail type as per approved design made of strong M.S. frame work, intermediate stiffeners and round / square bars or angles. M.S. sheet (not less than 14 gauge) gussets, cleats etc. including necessary riveting, bolting, welding, locking and hanging arrangements, fitting and fixing complete as per direction of the Engineer-in -charge. IN GROUND FLOOR | BI01010001010000000000000515BI0100001203 | 12 | Qntl | 11413.81 |  |  | Excess(+) | 1 | Full Conversion | INR | [40 empty] | 136965.72 | 136965.72 | INR One Lakh Thirty Six Thousand Nine Hundred & Sixty Five and Paise Seventy Two Only | 30.8 | 34.84 | 369.6
93 | Locking arrangement for Jail type doors including supplying fitting and fixing in position complete as per approved design. IN GROUND FLOOR | BI01010001010000000000000515BI0100001204 | 50 | Kg | 462.66 |  |  | Excess(+) | 1 | Full Conversion | INR | [40 empty] | 23133 | 23133 | INR Twenty Three Thousand One Hundred & Thirty Three Only | 48.5 | 54.86 | 2425
94 | Supplying, fitting and fixing Stainless Steel railing consist of 38mm dia and 900mm height vertical balustrade at every two alternative steps, 50mm dia top rail, 3 (three ) nos 19mm dia horizontal Strainless steel pipe and base/cover plate with Strainless Steel GRADE 304 containing 7.5% nickle (Interior Grade) Brushed/Mat finish, complete as per direction of the Engineer-incharge. Weight of Strainless Steel railing per metre 6.5 Kg (approx) | BI01010001010000000000000515BI0100001205 | 64.23 | Mtr | 10267.9 |  |  | Excess(+) | 1 | Full Conversion | INR | [40 empty] | 659507.22 | 659507.22 | INR Six Lakh Fifty Nine Thousand Five Hundred & Seven and Paise Twenty Two Only | 62 | 70.13 | 3982.26
95 | Collapsible gate with 40mm x 40mm x 6mm Tee as top and bottom guide rail, 20mm x 10mm x 2mm vertical channels 100mm apart in fully stretched position 20mm x 5mm M.S. flats as collapsible bracings properly rivetted and washered including 38mm steel rollers including locking arrangements, fitted and fixed in position with lugs set in cement concrete and including cutting necessary holes, chasing etc. in walls, floors etc. and making good damages complete. IN GROUND FLOOR | BI01010001010000000000000515BI0100001206 | 14.931 | SqM | 4898.1 |  |  | Excess(+) | 1 | Full Conversion | INR | [40 empty] | 73133.53 | 73133.53 | INR Seventy Three Thousand One Hundred & Thirty Three and Paise Fifty Three Only | 62 | 70.13 | 925.72
96 | Supplying,fitting and Fixing MS Clamps for Door and Window frame made of Flat bend Bar , end bifurcated with necessary screws etc by cement concrete (1:2:4) as per direction.(Cost of Concrete will be paid Seperately) 40mm x 6mm ,250 mm length | BI01010001010000000000000515BI0100001207 | 590 | Each | 32.8 |  |  | Excess(+) | 1 | Full Conversion | INR | [40 empty] | 19352 | 19352 | INR Nineteen Thousand Three Hundred & Fifty Two Only | 62 | 70.13 | 36580
97 | Iron butt hinges of approved quality fitted and fixed with steel screws, with ISI mark 100mm X 50mm X 1.25mm | BI01010001010000000000000515BI0100001208 | 296 | Each | 48.64 |  |  | Excess(+) | 1 | Full Conversion | INR | [40 empty] | 14397.44 | 14397.44 | INR Fourteen Thousand Three Hundred & Ninety Seven and Paise Forty Four Only | 62 | 70.13 | 18352
98 | i) Iron hasp bolt of approved quality fitted and fixed complete (oxidised) with 16mm dia rod with centre bolt and round fitting.250mm long | BI01010001010000000000000515BI0100001209 | 98 | Each | 179.86 |  |  | Excess(+) | 1 | Full Conversion | INR | [40 empty] | 17626.28 | 17626.28 | INR Seventeen Thousand Six Hundred & Twenty Six and Paise Twenty Eight Only | 70 | 79.18 | 6860
99 | (ii) Anodised aluminium floor door stopper | BI01010001010000000000000515BI0100001210 | 137 | Each | 79.18 |  |  | Excess(+) | 1 | Full Conversion | INR | [40 empty] | 10847.66 | 10847.66 | INR Ten Thousand Eight Hundred & Forty Seven and Paise Sixty Six Only | 70 | 79.18 | 9590
100 | Godrej Hydraulic door closer fitted and fixed complete.Medium Type | BI01010001010000000000000515BI0100001211 | 69 | Each | 1883.45 |  |  | Excess(+) | 1 | Full Conversion | INR | [40 empty] | 129958.05 | 129958.05 | INR One Lakh Twenty Nine Thousand Nine Hundred & Fifty Eight and Paise Five Only | 70 | 79.18 | 4830
101 | Anodised aluminium barrel / tower /socket bolt (full covered) of approved manufractured from extructed section conforming to I.S. 204/74 fitted with cadmium plated screws. 300 mm long X 10mm dia bolt. | BI01010001010000000000000515BI0100001212 | 194 | Each | 111.99 |  |  | Excess(+) | 1 | Full Conversion | INR | [40 empty] | 21726.06 | 21726.06 | INR Twenty One Thousand Seven Hundred & Twenty Six and Paise Six Only | 70 | 79.18 | 13580
102 | Anodised aliminium D-type handle of approved quality manufactured from extruded section conforming to I.S. specification (I.S. 230/72) fitted and fixed complete:(a) With continuous plate base (Hexagonal / Round rod) (v) 125 mm grip x 12 mm dia rod. | BI01010001010000000000000515BI0100001213 | 194 | Each | 116.51 |  |  | Excess(+) | 1 | Full Conversion | INR | [40 empty] | 22602.94 | 22602.94 | INR Twenty Two Thousand Six Hundred & Two and Paise Ninety Four Only | 70 | 79.18 | 13580
103 | b) Applying 2 coats of Non-Toxic Acrylic Polymer modified Paint having adhesive & waterproofing properties by mixing in proportion (1 liquid: 4 cementitious material) or as per manufacturer's specification for water proofing layer in water tank etc. (No Departmental Cement is required). For Water Proofing at roof | BI01010001010000000000000515BI0100001214 | 826.665 | Sqm. | 290.72 |  |  | Excess(+) | 1 | Full Conversion | INR | [40 empty] | 240328.05 | 240328.05 | INR Two Lakh Forty Thousand Three Hundred & Twenty Eight and Paise Five Only | 31.4 | 35.52 | 25957.28
104 | Ordinary Cement concrete (mix 1:2:4) with graded stone chips (6mm nominal size) excluding shuttering and reinforcement,if any, in gound floor as per relevant IS codes..(i)pakur variety (For Roof Concrete) | BI01010001010000000000000515BI0100001215 | 57.085 | Cum | 5487.45 |  |  | Excess(+) | 1 | Full Conversion | INR | [40 empty] | 313251.08 | 313251.08 | INR Three Lakh Thirteen Thousand Two Hundred & Fifty One and Paise Eight Only | 32.11 | 36.32 | 1833
105 | Supplying, fitting and fixing Black Stone slab used in Kitchen slab, alcove, wardrobe etc. laid and jointed with necessary adhesive Cement mortar (1:2) including grinding or polishing as per direction of Engineer-in -Charge in Ground Floor. (b) Slab Thickness above 25 mm and upto 37.5 mm | BI01010001010000000000000515BI0100001216 | 8.795 | Sqm | 806.55 |  |  | Excess(+) | 1 | Full Conversion | INR | [40 empty] | 7093.61 | 7093.61 | INR Seven Thousand &Ninety Three and Paise Sixty One Only | 32.82 | 37.13 | 288.65
106 | Supplying fitting and fixing 600 mm ( ±30 mm) diametre R.B.T (Reinforced Barbed Tape) Concertina fencing on wall top using concertina coils stretched to approx.6 meters length at site clipped with two nos. of horizontal R.B.T strands which will be tensioned and fixed with the vertical M.S angle iron posts by means of security fasteners (such as 'C' clips, R.B.T clips etc.) | BI01010001010000000000000515BI0100001217 | 350 | Mtr | 461.53 |  |  | Excess(+) | 1 | Full Conversion | INR | [40 empty] | 161535.5 | 161535.5 | INR One Lakh Sixty One Thousand Five Hundred & Thirty Five and Paise Fifty Only | 33.53 | 37.93 | 11735.5
107 | Labour for fitting line of wire to posts, tightening by straining bolts and fixing the wire ( in taut condition) to the post with staples (including the cost of cutting and lapping joints in the wire, as necessary and including the cost of staples and straining bolts and also the labour for fixing the staples but excluding the cost of straining bolts) ( d) barbed wire | BI01010001010000000000000515BI0100001218 | 1050 | Mtr | 3.48 |  |  | Excess(+) | 1 | Full Conversion | INR | [40 empty] | 3654 | 3654 | INR Three Thousand Six Hundred & Fifty Four Only | 34.24 | 38.73 | 35952
108 | M.S. structural works in columns, beams etc. with simple rolled structural members (e.g. joists, angle, channel sections conforming to IS: 226, IS: 808 & SP (6)- 1964 connected to one another with bracket, gussets, cleats as per design, direction of Engineer-in- charge complete including cutting to requisite shape and length, fabrication with necessary bolting, metal arc welding conforming to IS: 816- 1956 & IS: 1995 using electrodes of approved make and brand conforming to IS:814- 1957, haulage, hoisting and erection all complete. The rate includes the cost of rolled steel section, consumables such as electrodes, gas and hire charge of all tools and plants and labour required for the work including all incidental chages such as electricity charges, labour insurance charges etc. Payment to be made on the basis of calculated weight of structural members only in finished work as per IS specified weight. Payment for gusset, bracket, cleat, rivets, bolts and nuts may be make by adding the actual weight of such items with the weight of finished structural members or 7% of weight for finished structural members weighing not less than 22.5 Kg. / m. or 15 % of weight for finished structal members weighing less than 22.5 Kg. / m. may be increased allow for bracket, cleat, rivet, bolts and nuts etc. and no seperate payment being made for these items, as per direction of Engineer In Charge. The rates are considered for a height of erection 8m. / 2nd floor level from the ground. Add 1.5% extra over the rate for eachadditional floor or 4m. beyond initiial 8m. or part thereof.I) For structural members of specified sections weighing less than 22.5 kg/m. | BI01010001010000000000000515BI0100001219 | 1.117 | M.T. | 82128.51 |  |  | Excess(+) | 1 | Full Conversion | INR | [40 empty] | 91737.55 | 91737.55 | INR Ninety One Thousand Seven Hundred & Thirty Seven and Paise Fifty Five Only | 67 | 75.79 | 74.84
109 | Earth work in filling in compound, tank, low land, ditches etc. with good earth, in layers not exceeding 150 mm. including breaking clods and consolidating the same by ramming and dressing complete. (Payment will be made on profile measurement before and after the work) (iv) With carried earth arranged by the contractor within a radius exceeding 5 km. butnot exceeding 10 km. including cost of carried earth | BI01010001010000000000000515BI0100001220 | 701 | Cum | 579.58 |  |  | Excess(+) | 1 | Full Conversion | INR | [40 empty] | 406285.58 | 406285.58 | INR Four Lakh Six Thousand Two Hundred & Eighty Five and Paise Fifty Eight Only | 67.71 | 76.59 | 47464.71
110 | Supplying Sal-bullah piles at work site, including dressing and making one end pointed. (iii) 150mm diameter | BI01010001010000000000000515BI0100001221 | 3200 | Mt. | 297.51 |  |  | Excess(+) | 1 | Full Conversion | INR | [40 empty] | 952032 | 952032 | INR Nine Lakh Fifty Two Thousand &Thirty Two Only | 68.42 | 77.4 | 218944
111 | Labour for driving Sal-bullah / Eucalyptus bullah piles by monkey in sorts of soil including hoisting and placing piles in position, protecting the pile head with iron ring and cutting and shaping heads before and after driving and including hire and labour for necessary driving appliances and all tackles. (iii) 150mm diameter | BI01010001010000000000000515BI0100001222 | 3200 | Mt. | 118.78 |  |  | Excess(+) | 1 | Full Conversion | INR | [40 empty] | 380096 | 380096 | INR Three Lakh Eighty Thousand &Ninety Six Only | 69.13 | 78.2 | 221216
112 | Coal tarring on wooden surfaces including cost of materials. (b) Single coat (150mm diameter) | BI01010001010000000000000515BI0100001223 | 57.6 | SqM | 24.89 |  |  | Excess(+) | 1 | Full Conversion | INR | [40 empty] | 1433.66 | 1433.66 | INR One Thousand Four Hundred & Thirty Three and Paise Sixty Six Only | 69.84 | 79 | 4022.78
113 | Supplying & laying as per IRC-SP:063-2004 paver unit of any shade of approved quality as per relevant IS code,laid in pattern as directed in pavement, footpath, driveway(paver block only), etc including necessary underlay complete in all respect with all labour and material. [Border concrete if necessary to be paid separately]. Note: Sub-grade CBR should not be less than 5. 60 mm thick interlocking designer concrete paver block M-35 grade for light-traffic zone, commercial & office complex, tourist resort as per IS: 15658-2006 (over 20-40 mm medium sand bed on 250mm thk WBM/ WMM base course & 250 mm thk bound gnaular /granular sub-base course & filling the interstices of blocks with fine sand by brooming & subsequent watering complete, including cost of sand but excluding cost of base, sub-base course & subgradepreparation) complete as per direction of Engineer-in-Charge. (ii) Coloured Decorative | BI01010001010000000000000515BI0100001224 | 300 | Sqm | 1563.32 |  |  | Excess(+) | 1 | Full Conversion | INR | [40 empty] | 468996 | 468996 | INR Four Lakh Sixty Eight Thousand Nine Hundred & Ninety Six Only | 49 | 55.43 | 14700
114 | Ornamental brick edging (75 mm wide) in compound roads, gardens etc.with 1st class or picked jhama bricks laid diagonally on end and with a corner slightly raised from the adjoining surface thus giving saw tooth appearance including cutting trench laying bricks and repacking the trench thoroughly on both sides of the edging complete as per direction. | BI01010001010000000000000515BI0100001225 | 160 | Rm. | 81.66 |  |  | Excess(+) | 1 | Full Conversion | INR | [40 empty] | 13065.6 | 13065.6 | INR Thirteen Thousand &Sixty Five and Paise Sixty Only | 38 | 42.99 | 6080
115 | (b) Anti termite treatment to back filling of the masonry foundation with chemical emulsion by admixing chloropyrofos emulsifiable concentrates ( 1% concentration) with water by weight at the rate of 7.5 Litres per sq. m. of the vertical surface of the substructure for each side of the foundation.. The work shall be carried out as per specification described in 6.2.2. of code IS-6313 (part -II) 1981. (Mode of measurment will be vertical area treated.) | BI01010001010000000000000515BI0100001226 | 355 | Sqm | 147.06 |  |  | Excess(+) | 1 | Full Conversion | INR | [40 empty] | 52206.3 | 52206.3 | INR Fifty Two Thousand Two Hundred & Six and Paise Thirty Only | 81 | 91.63 | 28755
116 | (d) Treatment to the back filling of R.C.C. foundation with chemical emulsion by admixing chloropyrofos emulsifiable concentrate (1% concentration) with water by weight at the rate of 7.5 ltr. per sq.m. of the vertical surface of the substructure of each side of the foundation. The work shall be carried out as per specification as described in para 6.3.1 of code IS- 6313 (part-II) 1981 (Mode of measurement will be per sq.m. of vertical area of foundation treated). | BI01010001010000000000000515BI0100001227 | 355 | Sqm | 154.97 |  |  | Excess(+) | 1 | Full Conversion | INR | [40 empty] | 55014.35 | 55014.35 | INR Fifty Five Thousand &Fourteen and Paise Thirty Five Only | 29 | 32.8 | 10295
117 | Supplying fitting approved type ventilator in position after cutting holes in walls setting in cement mortar mending damages to wall and plaster and two coats of paint of approved brand of any shade. Payment of mending good damages of wall & plaster and painting to be made separately (b) R.C.C ventilator of 20 mm. thick (i) Upto 0.10 sq.m. area | BI01010001010000000000000515BI0100001228 | 161 | Each | 122.17 |  |  | Excess(+) | 1 | Full Conversion | INR | [40 empty] | 19669.37 | 19669.37 | INR Nineteen Thousand Six Hundred & Sixty Nine and Paise Thirty Seven Only | 79 | 89.36 | 12719
118 | Supplying , fitting & fixing Zn-Al alloy (55% Al & 45% Zn) coating of 150 grams per sq. metre (followed by colour coated on both side) steel sheet work having minimum yield strength of 550 Mpa of trapizoidal profile of approved make (excluding the supporting frame work) fitted and fixed with 55 mm & 25 mm self tapping screw, EPDM Washer 16 mm dia & 3 mm th. washer etc. complete with 150 mm end lap and one corrugation minimum side lap. (Payment to be made on area of finished work).(i) In Roof:- a) With 0.5 mm thick sheet | BI01010001010000000000000515BI0100001229 | 5.4 | Sqm | 1013.56 |  |  | Excess(+) | 1 | Full Conversion | INR | [40 empty] | 5473.22 | 5473.22 | INR Five Thousand Four Hundred & Seventy Three and Paise Twenty Two Only | 360 | 407.23 | 1944
119 | Supplying, fitting and fixing PVC pipes of approved make of Schedule 80 (medium duty) conforming to ASTMD - 1785 and threaded to match with GI Pipes as per IS : 1239 (Part - I). with all necessary accessories, specials viz. socket, bend, tee, union, cross, elbo, nipple, longscrew, reducing socket, reducing tee, short piece etc. fitted with holder bats clamps, including cutting pipes, making threads,fitting, fixing etc. complete in all respect including cost of all necessary fittings as required,jointing materials and two coats of painting with approved paint in any position above ground. (Payment will be made on the centre line measurements of total pipe line including all specials. No separate payment will be made for accesories, specials. Payment for painting will be made seperately) (a) For Exposed Work -- PVC Pipes (Dia) 40 mm(Main Riser) | BI01010001010000000000000515BI0100001230 | 340 | Mtr. | 330.31 |  |  | Excess(+) | 1 | Full Conversion | INR | [40 empty] | 112305.4 | 112305.4 | INR One Lakh Twelve Thousand Three Hundred & Five and Paise Forty Only | 1672 | 1891.37 | 568480
120 | Supplying, fitting and fixing PVC pipes of approved make of Schedule 80 (medium duty) conforming to ASTMD - 1785 and threaded to match with GI Pipes as per IS : 1239 (Part - I). with all necessary accessories, specials viz. socket, bend, tee, union, cross, elbo, nipple, longscrew, reducing socket, reducing tee, short piece etc. fitted with holder bats clamps, including cutting pipes, making threads,fitting, fixing etc. complete in all respect including cost of all necessary fittings as required,jointing materials and two coats of painting with approved paint in any position above ground. (Payment will be made on the centre line measurements of total pipe line including all specials. No separate payment will be made for accesories, specials. Payment for painting will be made seperately) (a) For Exposed Work -- PVC Pipes (Dia) 32mm(Roof ring) | BI01010001010000000000000515BI0100001231 | 240 | Mts | 266.96 |  |  | Excess(+) | 1 | Full Conversion | INR | [40 empty] | 64070.4 | 64070.4 | INR Sixty Four Thousand &Seventy and Paise Forty Only | 1684 | 1904.94 | 404160
121 | Supplying, fitting and fixing PVC pipes of approved make of Schedule 80 (medium duty) conforming to ASTMD - 1785 and threaded to match with GI Pipes as per IS : 1239 (Part - I). with all necessary accessories, specials viz. socket, bend, tee, union, cross, elbo, nipple, longscrew, reducing socket, reducing tee, short piece etc. fitted with holder bats clamps, including cutting pipes, making threads,fitting, fixing etc. complete in all respect including cost of all necessary fittings as required,jointing materials and two coats of painting with approved paint in any position above ground. (Payment will be made on the centre line measurements of total pipe line including all specials. No separate payment will be made for accesories, specials. Payment for painting will be made seperately) (a) For Exposed Work -- PVC Pipes (Dia) 25 mm(Vertical) | BI01010001010000000000000515BI0100001232 | 300 | Mtr. | 200.22 |  |  | Excess(+) | 1 | Full Conversion | INR | [40 empty] | 60066 | 60066 | INR Sixty Thousand &Sixty Six Only | 298 | 337.1 | 89400
122 | Supplying, fitting and fixing PVC pipes of approved make of Schedule 80 (medium duty) conforming to ASTMD - 1785 and threaded to match with GI Pipes as per IS : 1239 (Part - I). with all necessary accessories, specials viz. socket, bend, tee, union, cross, elbo, nipple, longscrew, reducing socket, reducing tee, short piece etc. fitted with holder bats clamps, including cutting pipes, making threads,fitting, fixing etc. complete in all respect including cost of all necessary fittings as required,jointing materials and two coats of painting with approved paint in any position above ground. (Payment will be made on the centre line measurements of total pipe line including all specials. No separate payment will be made for accesories, specials. Payment for painting will be made seperately) (a) For Exposed Work -- PVC Pipes (Dia) 20 mm(Internal) | BI01010001010000000000000515BI0100001233 | 295 | Mtr. | 145.92 |  |  | Excess(+) | 1 | Full Conversion | INR | [40 empty] | 43046.4 | 43046.4 | INR Forty Three Thousand &Forty Six and Paise Forty Only | 302.47 | 342.15 | 89228.65
123 | Supplying, fitting and fixing PVC pipes of approved make of Schedule 80 (medium duty) conforming to ASTMD - 1785 and threaded to match with GI Pipes as per IS : 1239 (Part - I). with all necessary accessories, specials viz. socket, bend, tee, union, cross, elbo, nipple, longscrew, reducing socket, reducing tee, short piece etc. fitted with holder bats clamps, including cutting pipes, making threads,fitting, fixing etc. complete in all respect including cost of all necessary fittings as required,jointing materials and two coats of painting with approved paint in any position above ground. (Payment will be made on the centre line measurements of total pipe line including all specials. No separate payment will be made for accesories, specials. Payment for painting will be made seperately) (a) For Concealed work 25 mm | BI01010001010000000000000515BI0100001234 | 305 | Mtr. | 231.9 |  |  | Excess(+) | 1 | Full Conversion | INR | [40 empty] | 70729.5 | 70729.5 | INR Seventy Thousand Seven Hundred & Twenty Nine and Paise Fifty Only | 307.01 | 347.29 | 93638.05
124 | Supplying, fitting and fixing PVC pipes of approved make of Schedule 80 (medium duty) conforming to ASTMD - 1785 and threaded to match with GI Pipes as per IS : 1239 (Part - I). with all necessary accessories, specials viz. socket, bend, tee, union, cross, elbo, nipple, longscrew, reducing socket, reducing tee, short piece etc. fitted with holder bats clamps, including cutting pipes, making threads,fitting, fixing etc. complete in all respect including cost of all necessary fittings as required,jointing materials and two coats of painting with approved paint in any position above ground. (Payment will be made on the centre line measurements of total pipe line including all specials. No separate payment will be made for accesories, specials. Payment for painting will be made seperately) (a) For Concealed work 20 mm | BI01010001010000000000000515BI0100001235 | 295 | Mtr. | 178.73 |  |  | Excess(+) | 1 | Full Conversion | INR | [40 empty] | 52725.35 | 52725.35 | INR Fifty Two Thousand Seven Hundred & Twenty Five and Paise Thirty Five Only | 311.61 | 352.49 | 91924.95
125 | Supplying, fitting and fixing PVC pipes of approved make of Schedule 80 (medium duty) conforming to ASTMD - 1785 and threaded to match with GI Pipes as per IS : 1239 (Part - I). with all necessary accessories, specials viz. socket, bend, tee, union, cross, elbo, nipple, longscrew, reducing socket, reducing tee, short piece etc. fitted with holder bats clamps, including cutting pipes, making threads,fitting, fixing etc. complete in all respect including cost of all necessary fittings as required,jointing materials and two coats of painting with approved paint in any position above ground. (Payment will be made on the centre line measurements of total pipe line including all specials. No separate payment will be made for accesories, specials. Payment for painting will be made seperately) (a) For Concealed work 15 mm | BI01010001010000000000000515BI0100001236 | 250 | Mtr. | 154.97 |  |  | Excess(+) | 1 | Full Conversion | INR | [40 empty] | 38742.5 | 38742.5 | INR Thirty Eight Thousand Seven Hundred & Forty Two and Paise Fifty Only | 1003 | 1134.59 | 250750
126 | Supplying, fitting and fixing Peet's valve fullway gunmetal standard pattern best quality of approved brand bearing I.S.I. marking with fittings (tested to 21 kg per sq. cm.). 40 mm | BI01010001010000000000000515BI0100001237 | 11 | Each | 1861.96 |  |  | Excess(+) | 1 | Full Conversion | INR | [40 empty] | 20481.56 | 20481.56 | INR Twenty Thousand Four Hundred & Eighty One and Paise Fifty Six Only | 1015 | 1148.17 | 11165
127 | Supplying, fitting and fixing Peet's valve fullway gunmetal standard pattern best quality of approved brand bearing I.S.I. marking with fittings (tested to 21 kg per sq. cm.). 32 mm | BI01010001010000000000000515BI0100001238 | 8 | Each | 1423.05 |  |  | Excess(+) | 1 | Full Conversion | INR | [40 empty] | 11384.4 | 11384.4 | INR Eleven Thousand Three Hundred & Eighty Four and Paise Forty Only | 1027 | 1161.74 | 8216
128 | Supplying, fitting and fixing Peet's valve fullway gunmetal standard pattern best quality of approved brand bearing I.S.I. marking with fittings (tested to 21 kg per sq. cm.). 25 mm | BI01010001010000000000000515BI0100001239 | 7 | Each | 1031.65 |  |  | Excess(+) | 1 | Full Conversion | INR | [40 empty] | 7221.55 | 7221.55 | INR Seven Thousand Two Hundred & Twenty One and Paise Fifty Five Only | 1039 | 1175.32 | 7273
129 | Supplying, fitting and fixing Peet's valve fullway gunmetal standard pattern best quality of approved brand bearing I.S.I. marking with fittings (tested to 21 kg per sq. cm.). 20 mm | BI01010001010000000000000515BI0100001240 | 5 | Each | 743.2 |  |  | Excess(+) | 1 | Full Conversion | INR | [40 empty] | 3716 | 3716 | INR Three Thousand Seven Hundred & Sixteen Only | 224 | 253.39 | 1120
130 | Supplying, fitting and fixing Peet's valve fullway gunmetal standard pattern best quality of approved brand bearing I.S.I. marking with fittings (tested to 21 kg per sq. cm.). 15 mm | BI01010001010000000000000515BI0100001241 | 5 | Each | 589.36 |  |  | Excess(+) | 1 | Full Conversion | INR | [40 empty] | 2946.8 | 2946.8 | INR Two Thousand Nine Hundred & Forty Six and Paise Eighty Only | 209 | 236.42 | 1045
131 | Supplying, fitting and fixing Orissa pattern water closet in white glazed vitreous chinaware of approved make in position complete excluding 'P' or 'S' trap (excluding cost of concrete for fixing).(ii) 530 mm X 410 mm | BI01010001010000000000000515BI0100001242 | 3 | Each | 1721.69 |  |  | Excess(+) | 1 | Full Conversion | INR | [40 empty] | 5165.07 | 5165.07 | INR Five Thousand One Hundred & Sixty Five and Paise Seven Only | 1142 | 1291.83 | 3426
132 | Supplying, fitting and fixing Anglo-Indian W.C. in white glazed vitreous china ware of approved make complete in position with necessary bolts, nuts etc. Hindware/Parryware/Cera, made (a) With 'P' trap (With Vent) | BI01010001010000000000000515BI0100001243 | 23 | Each | 3511.24 |  |  | Excess(+) | 1 | Full Conversion | INR | [40 empty] | 80758.52 | 80758.52 | INR Eighty Thousand Seven Hundred & Fifty Eight and Paise Fifty Two Only | 1154 | 1305.4 | 26542
133 | Supplying, fitting and fixing Closet seat of approved make with lid and C.P.hinges, rubber buffer and brass screws complete. (b) Anglo Indian (ii) Plastic (hallow type) white | BI01010001010000000000000515BI0100001244 | 23 | Each | 548.63 |  |  | Excess(+) | 1 | Full Conversion | INR | [40 empty] | 12618.49 | 12618.49 | INR Twelve Thousand Six Hundred & Eighteen and Paise Forty Nine Only | 1166 | 1318.98 | 26818
134 | Supplying, fitting and fixing 10 litre P.V.C. low-down cistern conforming to I.S. specification with P.V.C. fittings complete,C.I. brackets including two coats of painting to bracket etc.White | BI01010001010000000000000515BI0100001245 | 23 | Each | 1148.17 |  |  | Excess(+) | 1 | Full Conversion | INR | [40 empty] | 26407.91 | 26407.91 | INR Twenty Six Thousand Four Hundred & Seven and Paise Ninety One Only | 1178 | 1332.55 | 27094
135 | Supplying, fitting and fixing approved brand P.V.C. CONNECTOR white flexible, with both ends coupling with heavy brass C.P. nut, 15 mm dia. (ii) 450 mm long | BI01010001010000000000000515BI0100001246 | 23 | Each | 92.76 |  |  | Excess(+) | 1 | Full Conversion | INR | [40 empty] | 2133.48 | 2133.48 | INR Two Thousand One Hundred & Thirty Three and Paise Forty Eight Only | 906 | 1024.87 | 20838
136 | Supplying, fitting and fixing Flat back urinal (half stall urinal) in white vitreous chinaware of approved make in position with brass screws on 75 mm X 75 mm X 75 mm wooden blocks complete.(i) 635 mm X 395 mm X 420 mm | BI01010001010000000000000515BI0100001247 | 15 | Each | 3245.41 |  |  | Excess(+) | 1 | Full Conversion | INR | [40 empty] | 48681.15 | 48681.15 | INR Forty Eight Thousand Six Hundred & Eighty One and Paise Fifteen Only | 918 | 1038.44 | 13770
137 | Supplying, fitting and fixing C.I. round grating.(ii) 150 mm | BI01010001010000000000000515BI0100001248 | 85 | Each | 96.15 |  |  | Excess(+) | 1 | Full Conversion | INR | [40 empty] | 8172.75 | 8172.75 | INR Eight Thousand One Hundred & Seventy Two and Paise Seventy Five Only | 930 | 1052.02 | 79050
138 | Supplying, fitting and fixing C.I. square jalli.(ii) 150 mm | BI01010001010000000000000515BI0100001249 | 85 | Each | 115.38 |  |  | Excess(+) | 1 | Full Conversion | INR | [40 empty] | 9807.3 | 9807.3 | INR Nine Thousand Eight Hundred & Seven and Paise Thirty Only | 942 | 1065.59 | 80070
139 | Supplying, fitting and fixing vitreous china best quality approved make wash basin with C.I. brackets on 75 mm X 75 mm wooden blocks, C.P. waste fittings of 32 mm dia., one approved quality brass C.P. pillar cock of 15 mm dia., C.P. chain with rubber plug of 32 mm dia., approved quality P.V.C. waste pipe with C.P. nut 32 mm dia., 900 mm long approved quality P.V.C. connection pipe with heavy brass C.P. nut including mending good all damages and painting the brackets with two coats of approved paint. (ii) 550 mm X 400 mm size | BI01010001010000000000000515BI0100001250 | 31 | Each | 2497.69 |  |  | Excess(+) | 1 | Full Conversion | INR | [40 empty] | 77428.39 | 77428.39 | INR Seventy Seven Thousand Four Hundred & Twenty Eight and Paise Thirty Nine Only | 713 | 806.55 | 22103
140 | Supplying, fitting and fixing pedestal of approved make for wash basin (white) | BI01010001010000000000000515BI0100001251 | 31 | Each | 1693.41 |  |  | Excess(+) | 1 | Full Conversion | INR | [40 empty] | 52495.71 | 52495.71 | INR Fifty Two Thousand Four Hundred & Ninety Five and Paise Seventy One Only | 725 | 820.12 | 22475
141 | Supplying, fitting and fixing approved brand 32 mm dia. P.V.C. waste pipe, with coupling at one end fitted with necessary clamps. 1050 mm long | BI01010001010000000000000515BI0100001252 | 32 | Each | 102.94 |  |  | Excess(+) | 1 | Full Conversion | INR | [40 empty] | 3294.08 | 3294.08 | INR Three Thousand Two Hundred & Ninety Four and Paise Eight Only | 737 | 833.69 | 23584
142 | Supplying, fitting and fixing towel rail with two brackets. (a) C.P. over brass 25 mm dia. and 600 mm long | BI01010001010000000000000515BI0100001253 | 61 | Each | 486.42 |  |  | Excess(+) | 1 | Full Conversion | INR | [40 empty] | 29671.62 | 29671.62 | INR Twenty Nine Thousand Six Hundred & Seventy One and Paise Sixty Two Only | 749 | 847.27 | 45689
143 | Supplying, fitting and fixing best quality Indian make mirror 5.5 mm thick with silvering as per I.S.I. specifications supported on fibre glass frame of any colour, frame size 550 mm X 400 mm | BI01010001010000000000000515BI0100001254 | 35 | Each | 693.43 |  |  | Excess(+) | 1 | Full Conversion | INR | [40 empty] | 24270.05 | 24270.05 | INR Twenty Four Thousand Two Hundred & Seventy and Paise Five Only | 2306 | 2608.55 | 80710
144 | Supplying ,fitting and fixing bib cock or stop cock. (a)(i)Chorium plated bib cock short body ( Equivalent to code.511 & Model - Tropical/Sumthing Special of ESSCO or similar brand). | BI01010001010000000000000515BI0100001255 | 60 | Each | 609.72 |  |  | Excess(+) | 1 | Full Conversion | INR | [40 empty] | 36583.2 | 36583.2 | INR Thirty Six Thousand Five Hundred & Eighty Three and Paise Twenty Only | 2318 | 2622.12 | 139080
145 | Supplying ,fitting and fixing bib cock or stop cock. (c)(i) Chromium plated angular stop cock with wall flange (Equivalent to Code No. 5053 & Model- Florentine of Jaguar or similar brand) | BI01010001010000000000000515BI0100001256 | 60 | Each | 921.93 |  |  | Excess(+) | 1 | Full Conversion | INR | [40 empty] | 55315.8 | 55315.8 | INR Fifty Five Thousand Three Hundred & Fifteen and Paise Eighty Only | 2330 | 2635.7 | 139800
146 | Supplying ,fitting and fixing bib cock or stop cock. (ii) Chromium plated Concealed Stop Cock (Equivalent to Code No. 514(A) & Model - Tropical / Sumthing Special of ESSCO or similar brand). | BI01010001010000000000000515BI0100001257 | 60 | Each | 762.43 |  |  | Excess(+) | 1 | Full Conversion | INR | [40 empty] | 45745.8 | 45745.8 | INR Forty Five Thousand Seven Hundred & Forty Five and Paise Eighty Only | 2342 | 2649.27 | 140520
147 | Supplying, fitting and fixing pillar cock of approved make. a) (i) CP Pillar Cock - 15 mm. (Equivalent to Code No. 507 & Model - Tropical / Sumthing Special of ESSCO or similar brand). | BI01010001010000000000000515BI0100001258 | 45 | Each | 627.82 |  |  | Excess(+) | 1 | Full Conversion | INR | [40 empty] | 28251.9 | 28251.9 | INR Twenty Eight Thousand Two Hundred & Fifty One and Paise Ninety Only | 812 | 918.53 | 36540
148 | Supplying, fitting and fixing shower of approved brand and make.(g) PTMT overhead shower (Prayag or equivalent) i) 75 mm round | BI01010001010000000000000515BI0100001259 | 26 | Each | 202.48 |  |  | Excess(+) | 1 | Full Conversion | INR | [40 empty] | 5264.48 | 5264.48 | INR Five Thousand Two Hundred & Sixty Four and Paise Forty Eight Only | 1144 | 1294.09 | 29744
149 | Supplying ,fitting and fixing bib cock or stop cock. (e)PTMT (Polytetra Bib Cock / Stop Cock ( Prayag or equivalent) 15 mm | BI01010001010000000000000515BI0100001260 | 34 | Each | 174.2 |  |  | Excess(+) | 1 | Full Conversion | INR | [40 empty] | 5922.8 | 5922.8 | INR Five Thousand Nine Hundred & Twenty Two and Paise Eighty Only | 1153 | 1304.27 | 39202
150 | Supplying ,fitting and fixing bib cock or stop cock. b) PTMT Pillar Cock - 15 mm. (Prayag or equivalent). | BI01010001010000000000000515BI0100001261 | 24 | Each | 251.13 |  |  | Excess(+) | 1 | Full Conversion | INR | [40 empty] | 6027.12 | 6027.12 | INR Six Thousand &Twenty Seven and Paise Twelve Only | 1162 | 1314.45 | 27888
151 | Supplying fitting fixing PTMT smart shelf of approved make of size 300 mm | BI01010001010000000000000515BI0100001262 | 52 | Each | 252.26 |  |  | Excess(+) | 1 | Full Conversion | INR | [40 empty] | 13117.52 | 13117.52 | INR Thirteen Thousand One Hundred & Seventeen and Paise Fifty Two Only | 1171 | 1324.64 | 60892
152 | Suppling fitting fixing soap holder a)PTMT (Prayag or Equivelent) | BI01010001010000000000000515BI0100001263 | 46 | Each | 152.71 |  |  | Excess(+) | 1 | Full Conversion | INR | [40 empty] | 7024.66 | 7024.66 | INR Seven Thousand &Twenty Four and Paise Sixty Six Only | 2199 | 2487.51 | 101154
153 | Supplying,fitting and fixing stainless steel sink complete with waste fittings and two coats of painting of CI bracket,Sink Only 530mm x 430mm x 180 mm | BI01010001010000000000000515BI0100001264 | 1 | Each | 3715.99 |  |  | Excess(+) | 1 | Full Conversion | INR | [40 empty] | 3715.99 | 3715.99 | INR Three Thousand Seven Hundred & Fifteen and Paise Ninety Nine Only | 2225.39 | 2517.36 | 2225.39
154 | Supplying, fitting and fixing 15 mm swan neck tap with left & right hand operating nob with aerator (Equivalent to Code No. 510, 510(A) and Model - TROPICAL / SUMTHING SPECIAL of ESSCO or similar brand). | BI01010001010000000000000515BI0100001265 | 1 | Each | 917.4 |  |  | Excess(+) | 1 | Full Conversion | INR | [40 empty] | 917.4 | 917.4 | INR Nine Hundred & Seventeen and Paise Forty Only | 2252.09 | 2547.56 | 2252.09
155 | Supply of UPVC pipes (B Type) and fittings conforming to IS-13592-1992 (A) (i) Single Socketed 3 Mtr. Length c) 110 mm | BI01010001010000000000000515BI0100001266 | 660 | Mtr. | 330.31 |  |  | Excess(+) | 1 | Full Conversion | INR | [40 empty] | 218004.6 | 218004.6 | INR Two Lakh Eighteen Thousand &Four and Paise Sixty Only | 2279.12 | 2578.14 | 1504219.2
156 | Supply of UPVC pipes (B Type) and fittings conforming to IS-13592-1992 (B) Fittings (i) Door Tee (110 mm) | BI01010001010000000000000515BI0100001267 | 140 | Each | 220.58 |  |  | Excess(+) | 1 | Full Conversion | INR | [40 empty] | 30881.2 | 30881.2 | INR Thirty Thousand Eight Hundred & Eighty One and Paise Twenty Only | 1508 | 1705.85 | 211120
157 | Supply of UPVC pipes (B Type) and fittings conforming to IS-13592-1992 (B) Fittings (ii)Bend 87.5 dig.(110 MM) | BI01010001010000000000000515BI0100001268 | 130 | Each | 135.74 |  |  | Excess(+) | 1 | Full Conversion | INR | [40 empty] | 17646.2 | 17646.2 | INR Seventeen Thousand Six Hundred & Forty Six and Paise Twenty Only | 1526.1 | 1726.32 | 198393
158 | Supply of UPVC pipes (B Type) and fittings conforming to IS-13592-1992 (B) Fittings (iii) Door Bend 110 mm | BI01010001010000000000000515BI0100001269 | 125 | Each | 166.29 |  |  | Excess(+) | 1 | Full Conversion | INR | [40 empty] | 20786.25 | 20786.25 | INR Twenty Thousand Seven Hundred & Eighty Six and Paise Twenty Five Only | 1544.41 | 1747.04 | 193051.25
159 | Supply of UPVC pipes (B Type) and fittings conforming to IS-13592-1992 (B) Fittings (iv) Vent Cowl 110 mm | BI01010001010000000000000515BI0100001270 | 90 | Each | 37.33 |  |  | Excess(+) | 1 | Full Conversion | INR | [40 empty] | 3359.7 | 3359.7 | INR Three Thousand Three Hundred & Fifty Nine and Paise Seventy Only | 1562.94 | 1768 | 140664.6
160 | Supply of UPVC pipes (B Type) and fittings conforming to IS-13592-1992 (B) Fittings Pipe Clip 110 mm | BI01010001010000000000000515BI0100001271 | 290 | Each | 23.76 |  |  | Excess(+) | 1 | Full Conversion | INR | [40 empty] | 6890.4 | 6890.4 | INR Six Thousand Eight Hundred & Ninety and Paise Forty Only | 59 | 66.74 | 17110
161 | Labour for fitting and fixing U.P.V.C piupes for above ground work including cost of joining materials etc. fitting and fixing all necessary specials, cutting pipes,cutting holes in walls or R.C floor where necessary and mending good all damages excluding the cost of masonry or concrete work, if necessary but including the cost and fitting and fixing holder bat clamps (any floor) or for underground work including cutting trenches upto 1.5 mtr. and refilling the same complete as per direction of the Engineer - in - Charge.(payment will be made on centre line measurment of the total pipe line including specials) (A) Above ground (i) 110 mm | BI01010001010000000000000515BI0100001272 | 350 | Mtr. | 64.48 |  |  | Excess(+) | 1 | Full Conversion | INR | [40 empty] | 22568 | 22568 | INR Twenty Two Thousand Five Hundred & Sixty Eight Only | 35 | 39.59 | 12250
162 | Labour for fitting and fixing U.P.V.C piupes for above ground work including cost of joining materials etc. fitting and fixing all necessary specials, cutting pipes,cutting holes in walls or R.C floor where necessary and mending good all damages excluding the cost of masonry or concrete work, if necessary but including the cost and fitting and fixing holder bat clamps (any floor) or for underground work including cutting trenches upto 1.5 mtr. and refilling the same complete as per direction of the Engineer - in - Charge.(payment will be made on centre line measurment of the total pipe line including specials) (B) Under ground (i) 110 mm | BI01010001010000000000000515BI0100001273 | 310 | Mtr. | 95.02 |  |  | Excess(+) | 1 | Full Conversion | INR | [40 empty] | 29456.2 | 29456.2 | INR Twenty Nine Thousand Four Hundred & Fifty Six and Paise Twenty Only | 59 | 66.74 | 18290
163 | Supplying P.V.C. water storage tank of approved quality with closed top with lid (Black) - Multilayer (c) 1000 litre capacity | BI01010001010000000000000515BI0100001274 | 1 | Each | 5800.79 |  |  | Excess(+) | 1 | Full Conversion | INR | [40 empty] | 5800.79 | 5800.79 | INR Five Thousand Eight Hundred and Paise Seventy Nine Only | 157 | 177.6 | 157
164 | Supplying P.V.C. water storage tank of approved quality with closed top with lid (Black) - Multilayer (c) 2000 litre capacity | BI01010001010000000000000515BI0100001275 | 6 | Each | 11802.94 |  |  | Excess(+) | 1 | Full Conversion | INR | [40 empty] | 70817.64 | 70817.64 | INR Seventy Thousand Eight Hundred & Seventeen and Paise Sixty Four Only | 222 | 251.13 | 1332
165 | Labour for hoisting plastic water storage tank. (i) Upto 1500 litre capacity. | BI01010001010000000000000515BI0100001276 | 1 | Each | 108.6 |  |  | Excess(+) | 1 | Full Conversion | INR | [40 empty] | 108.6 | 108.6 | INR One Hundred & Eight and Paise Sixty Only | 154 | 174.2 | 154
166 | Labour for hoisting plastic water storage tank. (ii) Above 1500 litre upto 5000 litre capacity. | BI01010001010000000000000515BI0100001277 | 6 | Each | 255.65 |  |  | Excess(+) | 1 | Full Conversion | INR | [40 empty] | 1533.9 | 1533.9 | INR One Thousand Five Hundred & Thirty Three and Paise Ninety Only | 42 | 47.51 | 252
167 | Constructing Inspection pit of inside measurement 600mm X 600mm X upto 600mm (depth) with 250 mm thick 1st. class brick work in cement mortar (1:4) on all sides, bottom of the pit consisting of 100 mm thick cement concrete (1:3:6) with stone chips over a layer of jhama brick flat soling,15 mm thick (1:4) cement plaster to inside walls and out-side walls upto G.L. and 20 mm.thick (1:4) plaster to bottom of the pit, providing necessary invert with cement concrete (1:3:6) with stone chips as per direction, neat cement finishing to entire internal surfaces, top of the pit covered with 100 mm thick R.C.C. slab (1:1.5:3) with stone chips and necessary reinforcements upto 1% and shuttering including 6 mm thick cement plaster (1:4) in all external surfaces of the slab and one 560 mm dia. R.C.C. manhole cover of approved make supplied, fitted and fixed in the slab with necessary fittings, necessary earthwork in excavation in all sorts of soil, filling sides of the pit with earth and removing spoils after work complete in all respect with all costs of labour and materials. For SAIL/TATA/RINL (Pakur Vaiety) | BI01010001010000000000000515BI0100001278 | 20 | Each | 8040.57 |  |  | Excess(+) | 1 | Full Conversion | INR | [40 empty] | 160811.4 | 160811.4 | INR One Lakh Sixty Thousand Eight Hundred & Eleven and Paise Forty Only | 263 | 297.51 | 5260
168 | Construction of septic tank of different capacities as per approved drawing with 1st class brick work in cement mortar (1:4) including two 560 mm dia. R.C.C. manhole cover(heavy type)of approved make supplied, fitted and fixed in the 100mm thick R.C.C (1:1.5:3) top slab with necessary fittings, 20mm thick cement plaster (4 : 1) with neat cement finish to the internal surfaces and 15 mm thick cement plaster (4 : 1) to outside wall upto 200 mm below G.L floor finished with 25 mm thick grey artificial stone over 100 mm thick R.C.C(1:1.5:3) bottom slab including supplying, fitting and fixing all necessry specials, fittings, S.W. tees, C.I. foot rest etc. including excavation earth in all sorts of soil, shoring, bailing out and pumping out water as necessary, ramming, dressing the bed and fefilling the sides of the tanks with earth, removing spoils, filling up the chamber with clear water, removing foreign materials from the chamber and including constructing attached inspection pit as per approved drawing and connecting all necessary pipes, joints etc. with internal plaster work and artificial stone flooring is to be done with admixture of water proofing compound @ 0.5% by weight of cement with all costs of labour and materials. For SAIL/TATA/RINL (Pakur Vaiety) For 10 users | BI01010001010000000000000515BI0100001279 | 1 | Each | 40223.21 |  |  | Excess(+) | 1 | Full Conversion | INR | [40 empty] | 40223.21 | 40223.21 | INR Forty Thousand Two Hundred & Twenty Three and Paise Twenty One Only | 183 | 207.01 | 183
169 | Construction of septic tank of different capacities as per approved drawing with 1st class brick work in cement mortar (1:4) including two 560 mm dia. R.C.C. manhole cover(heavy type)of approved make supplied, fitted and fixed in the 100mm thick R.C.C (1:1.5:3) top slab with necessary fittings, 20mm thick cement plaster (4 : 1) with neat cement finish to the internal surfaces and 15 mm thick cement plaster (4 : 1) to outside wall upto 200 mm below G.L floor finished with 25 mm thick grey artificial stone over 100 mm thick R.C.C(1:1.5:3) bottom slab including supplying, fitting and fixing all necessry specials, fittings, S.W. tees, C.I. foot rest etc. including excavation earth in all sorts of soil, shoring, bailing out and pumping out water as necessary, ramming, dressing the bed and fefilling the sides of the tanks with earth, removing spoils, filling up the chamber with clear water, removing foreign materials from the chamber and including constructing attached inspection pit as per approved drawing and connecting all necessary pipes, joints etc. with internal plaster work and artificial stone flooring is to be done with admixture of water proofing compound @ 0.5% by weight of cement with all costs of labour and materials. For SAIL/TATA/RINL (Pakur Vaiety) For 50 users | BI01010001010000000000000515BI0100001280 | 1 | Each | 101244.66 |  |  | Excess(+) | 1 | Full Conversion | INR | [40 empty] | 101244.66 | 101244.66 | INR One Lakh One Thousand Two Hundred & Forty Four and Paise Sixty Six Only | 658 | 744.33 | 658
170 | Construction of septic tank of different capacities as per approved drawing with 1st class brick work in cement mortar (1:4) including two 560 mm dia. R.C.C. manhole cover(heavy type)of approved make supplied, fitted and fixed in the 100mm thick R.C.C (1:1.5:3) top slab with necessary fittings, 20mm thick cement plaster (4 : 1) with neat cement finish to the internal surfaces and 15 mm thick cement plaster (4 : 1) to outside wall upto 200 mm below G.L floor finished with 25 mm thick grey artificial stone over 100 mm thick R.C.C(1:1.5:3) bottom slab including supplying, fitting and fixing all necessry specials, fittings, S.W. tees, C.I. foot rest etc. including excavation earth in all sorts of soil, shoring, bailing out and pumping out water as necessary, ramming, dressing the bed and fefilling the sides of the tanks with earth, removing spoils, filling up the chamber with clear water, removing foreign materials from the chamber and including constructing attached inspection pit as per approved drawing and connecting all necessary pipes, joints etc. with internal plaster work and artificial stone flooring is to be done with admixture of water proofing compound @ 0.5% by weight of cement with all costs of labour and materials. For SAIL/TATA/RINL (Pakur Vaiety) For 100 users | BI01010001010000000000000515BI0100001281 | 1 | Each | 128011.12 |  |  | Excess(+) | 1 | Full Conversion | INR | [40 empty] | 128011.12 | 128011.12 | INR One Lakh Twenty Eight Thousand &Eleven and Paise Twelve Only | 263 | 297.51 | 263
171 | Construction of circular soak well 2.5 metre deep in all types of sandy soils with dry brick work upto 1.6 metre from the bottom having 150 mm intermediate cement brick work (1:4) band all round and cement brick work (1:4) upto 0.90 metre from top with 20mm thick cement plastering (1:4) to inside face upto the depth of cement brick work, 15mm thick cement plaster (1:4) on outer face from top of the well upto G.L. and 6 mm thick cement plaster (1:4) on top of the R.C.C. cover slab including filling bottom 1.00 metre of inside of the well with brick metal (50 mm to 63 mm size) including R.C.C. cover slab of 100 mm thick with cement conc (1:1.5:3) with stone chips with necessary reinforcement and shuttering including one 560 mm dia. R.C.C. manhole cover (heavy type)of approved make supplied, fitted and fixed in the cover slab with necessary fittings, making nacessary arrangements for pipe connections, excavation of well including shoring, dewatering and removing the exess earth from the premises as per direction complete in all respect with all costs of labour and materials. With 250 mm thick dry brick work and 250 mm thick cement brick work (6:1) and 1.00m inside dia. For SAIL/TATA/RINL | BI01010001010000000000000515BI0100001282 | 3 | Each | 18410.28 |  |  | Excess(+) | 1 | Full Conversion | INR | [40 empty] | 55230.84 | 55230.84 | INR Fifty Five Thousand Two Hundred & Thirty and Paise Eighty Four Only | 2464 | 2787.28 | 7392
172 | Electrical Works (Schedule Item) Supply & fixing 415 volt 125 A TPN switch in S.S. enclosure with HRC fuses onLS & NL to be fixed on angle frame on wall including earthing attachment.(LT/Seimens) | BI01010001010000000000000515BI0100001283 | 1 | set | 8639.48 |  |  | Excess(+) | 1 | Full Conversion | INR | [40 empty] | 8639.48 | 8639.48 | INR Eight Thousand Six Hundred & Thirty Nine and Paise Forty Eight Only | 2912 | 3294.05 | 2912
173 | Supply & fixing 415V 200A capacity MS (16SWG) Busbar Chamber having dimension of (500x150mm) to be fixed on iron frame on wall consisting of 4 nos cupper bars of size (4x50x5mm). The same BBC should have a separate cubicle at one end consisting 3 nos 200A capacity porcelain cut out fuse unit & one nutral bar to receive the service cable including connecting the cut out fuse units with the BBC by S/F 4 x 35 sqmm PVC insulated copper wire duly socketed at both ends incl. earthing attachment & painting | BI01010001010000000000000515BI0100001284 | 2 | mtr | 4389.07 |  |  | Excess(+) | 1 | Full Conversion | INR | [40 empty] | 8778.14 | 8778.14 | INR Eight Thousand Seven Hundred & Seventy Eight and Paise Fourteen Only | 536 | 606.32 | 1072
174 | Supply & fixing 415 volt 100 A TPN switch in S.S. enclosure with HRC fuses onLS & NL to be fixed on angle frame on wall including earthing attachment.(LT/Seimens) | BI01010001010000000000000515BI0100001285 | 1 | set | 7367.15 |  |  | Excess(+) | 1 | Full Conversion | INR | [40 empty] | 7367.15 | 7367.15 | INR Seven Thousand Three Hundred & Sixty Seven and Paise Fifteen Only | 67 | 75.79 | 67
175 | Supplying and fixing 100 A Changeover switch with Sheet Steel enclosure on angle iron frame on wall with nuts bolts etcn.(Havells/HPL) | BI01010001010000000000000515BI0100001286 | 1 | set | 10862.56 |  |  | Excess(+) | 1 | Full Conversion | INR | [40 empty] | 10862.56 | 10862.56 | INR Ten Thousand Eight Hundred & Sixty Two and Paise Fifty Six Only | 661 | 747.72 | 661
176 | Supplying and fixing 8 way double door Vertical TPN(Up to 160A) MCB Distribution board (Legrand/Seimens/ABB as approved by EIC) for MCCB incomer with IP-42/43 protection, on angle iron frame on wall & mending good the damages to original finish incl. Inter connection with suitable size of copper wire and neutral link & provision for earthing attachment 125 A Four Pole MCCB of Breaking capacity 25kA/35kA with fixed thermal and fixed magnetic / adjustable thermal and fixed magnetic setting in existing DBs / enclosure and necessary connection -- 1 nos 63 A TP MCB - - 5 nos 32 A TP MCB - - 1 nos 32 A DP MCB - 2 nos 6 to 16 A range SP MCB -- 2 nos (63 A TP MCB FOR PS, CANTEEN AND BARRACK, 32 A TP MCB FOR PUMP, 32 A DP MCB FOR COMPOUND LIGHTING) | BI01010001010000000000000515BI0100001287 | 1 | set | 41087.36 |  |  | Excess(+) | 1 | Full Conversion | INR | [40 empty] | 41087.36 | 41087.36 | INR Forty One Thousand &Eighty Seven and Paise Thirty Six Only | 4330 | 4898.1 | 4330
177 | Supply & fixing 415 volt 63 A TPN switch in S.S. enclosure with HRC fuses onLS & NL to be fixed on angle frame on wall including earthing attachment. (LT/Seimens)(PS,BARRACK,CANTEEN,AC) | BI01010001010000000000000515BI0100001288 | 4 | set | 4814.34 |  |  | Excess(+) | 1 | Full Conversion | INR | [40 empty] | 19257.36 | 19257.36 | INR Nineteen Thousand Two Hundred & Fifty Seven and Paise Thirty Six Only | 4373.3 | 4947.08 | 17493.2
178 | Supply & fixing 415 volt 32 A TPN switch in S.S. enclosure with HRC fuses onLS & NL to be fixed on angle frame on wall including earthing attachment.(LT/Seimens) (Pump) | BI01010001010000000000000515BI0100001289 | 2 | set | 4658.21 |  |  | Excess(+) | 1 | Full Conversion | INR | [40 empty] | 9316.42 | 9316.42 | INR Nine Thousand Three Hundred & Sixteen and Paise Forty Two Only | 4505.82 | 5096.98 | 9011.64
179 | Supply & fixing 4 way double door horizontal TPN MCB DB with SS enclosure (Legrand cat no 607715)(Legrand/Seimens/ABB) concealed in wall after cutting the wall & mending good the damages to original finish with earthing attachment comprising with the following. a) 63 A Four Pole MCB isolator -- -1 No. b) 16 to 32 A range SP MCB. --- 12 Nos. (PS,BARRACK,CANTEEN) | BI01010001010000000000000515BI0100001290 | 4 | set | 6962.85 |  |  | Excess(+) | 1 | Full Conversion | INR | [40 empty] | 27851.4 | 27851.4 | INR Twenty Seven Thousand Eight Hundred & Fifty One and Paise Forty Only | 9696 | 10968.12 | 38784
180 | Supply & fixing 4 way double door horizontal TPN MCB DB with SS enclosure (Legrand cat no 607715)(Legrand/Seimens/ABB) concealed in wall after cutting the wall & mending good the damages to original finish with earthing attachment comprising with the following. a) 63 A Four Pole MCB isolator -- -1 No. b) 16 to 32 A range SP MCB. --- 5 Nos. c)Blank Plate -- 7 nos (A/C) | BI01010001010000000000000515BI0100001291 | 1 | set | 5413.22 |  |  | Excess(+) | 1 | Full Conversion | INR | [40 empty] | 5413.22 | 5413.22 | INR Five Thousand Four Hundred & Thirteen and Paise Twenty Two Only | 9792.96 | 11077.8 | 9792.96
181 | Supply & fixing SPN MCB DB (2+8) WAY (Make legrand/ Seimens/ABB) with S.S. Enclosure concealed in wall after cutting wall & mending good the damages & earthing attachment comprising with the following: a) 40 A DP isolator - 1 No. b) 6 to 16 A range SPMCB - 8 Nos. | BI01010001010000000000000515BI0100001292 | 9 | set | 3898.55 |  |  | Excess(+) | 1 | Full Conversion | INR | [40 empty] | 35086.95 | 35086.95 | INR Thirty Five Thousand &Eighty Six and Paise Ninety Five Only | 9890.89 | 11188.57 | 89018.01
182 | Laying of the following Al armoured cable through under ground trench 460mm wide x 760mm average depth with necy brick protechtion 8 nos brick per metre, incl filling up the excaveted trench with shifted soil, levelling up & restoring the surface duly rammed 3.5 x 50 sq mm XLPE/A cable | BI01010001010000000000000515BI0100001293 | 300 | mtr | 200.4 |  |  | Excess(+) | 1 | Full Conversion | INR | [40 empty] | 60120 | 60120 | INR Sixty Thousand One Hundred & Twenty Only | 9989.8 | 11300.46 | 2996940
183 | Laying of cable upto 3.5 core 50 sqmm on wall/surface incl. S & F MS saddles with earthing attachment in 10 SWG GI (Hot Dip) Wire, making holes etc. as necy. mending good damages and painting | BI01010001010000000000000515BI0100001294 | 20 | mtr | 83.89 |  |  | Excess(+) | 1 | Full Conversion | INR | [40 empty] | 1677.8 | 1677.8 | INR One Thousand Six Hundred & Seventy Seven and Paise Eighty Only | 9077 | 10267.9 | 181540
184 | Laying of the following Al armoured cable through under ground trench 460mm wide x 760mm average depth with necy brick protechtion 8 nos brick per metre, incl filling up the excaveted trench with shifted soil, levelling up & restoring the surface duly rammed 3.5 x 25 sq mm XLPE/A cable | BI01010001010000000000000515BI0100001295 | 370 | mtr | 188.75 |  |  | Excess(+) | 1 | Full Conversion | INR | [40 empty] | 69837.5 | 69837.5 | INR Sixty Nine Thousand Eight Hundred & Thirty Seven and Paise Fifty Only | 29 | 32.8 | 10730
185 | Laying of cable upto 3.5 core 25 sqmm on wall/surface incl. S & F MS saddles with earthing attachment in 10 SWG GI (Hot Dip) Wire, making holes etc. as necy. mending good damages and painting | BI01010001010000000000000515BI0100001296 | 50 | mtr | 69.91 |  |  | Excess(+) | 1 | Full Conversion | INR | [40 empty] | 3495.5 | 3495.5 | INR Three Thousand Four Hundred & Ninety Five and Paise Fifty Only | 43 | 48.64 | 2150
186 | Supply & fixing compression type gland with brass gland brass ring incl. socketing the ends off by crimping method incl. S/F solderless socket (Dowels make) & jointing ,materials etc 3.5 x 50 sq mm XLPE/A cable | BI01010001010000000000000515BI0100001297 | 4 | set | 473.05 |  |  | Excess(+) | 1 | Full Conversion | INR | [40 empty] | 1892.2 | 1892.2 | INR One Thousand Eight Hundred & Ninety Two and Paise Twenty Only | 159 | 179.86 | 636
187 | Supply & fixing compression type gland with brass gland brass ring incl. socketing the ends off by crimping method incl. S/F solderless socket (Dowels make) & jointing ,materials etc 3.5 x 25 sq mm XLPE/A cable | BI01010001010000000000000515BI0100001298 | 8 | set | 305.27 |  |  | Excess(+) | 1 | Full Conversion | INR | [40 empty] | 2442.16 | 2442.16 | INR Two Thousand Four Hundred & Forty Two and Paise Sixteen Only | 70 | 79.18 | 560
188 | Supply & Fixing FP enclosure (Legrand/Seimens/ABB) concealed in wall & mending good the damages to original finish incl. earthing attachment comprising with the following: a) 32 DP MCB Isolator (Legrand) - 1 nos b) 6-16 A SP MCB - 2 nos (Roof light & Stair light) | BI01010001010000000000000515BI0100001299 | 5 | set | 1186.11 |  |  | Excess(+) | 1 | Full Conversion | INR | [40 empty] | 5930.55 | 5930.55 | INR Five Thousand Nine Hundred & Thirty and Paise Fifty Five Only | 1665 | 1883.45 | 8325
189 | Supply & drawing PVC insulated (FR) Copper wire through alkathene pipe recessed in wall & mending good the damages. a) 2x80/0.4 (10 sqmm) + 1x84/0.3 (6 sqmm) as ECC(VTPN) | BI01010001010000000000000515BI0100001300 | 80 | mtr | 362.36 |  |  | Excess(+) | 1 | Full Conversion | INR | [40 empty] | 28988.8 | 28988.8 | INR Twenty Eight Thousand Nine Hundred & Eighty Eight and Paise Eighty Only | 99 | 111.99 | 7920
190 | Supply & drawing PVC insulated (FR) Copper wire through alkathene pipe recessed in wall & mending good the damages. 2x84/0.3 (6 sqmm) + 1x56/0.3 (4 sqmm) as ECC(TPN) | BI01010001010000000000000515BI0100001301 | 200 | Mtr | 235.36 |  |  | Excess(+) | 1 | Full Conversion | INR | [40 empty] | 47072 | 47072 | INR Forty Seven Thousand &Seventy Two Only | 74 | 83.71 | 14800
191 | Supply & drawing PVC insulated (FR) Copper wire through alkathene pipe recessed in wall & mending good the damages. b) 2 X 4 + 1 X 2.5 Sqmm.(SPN) | BI01010001010000000000000515BI0100001302 | 650 | mtr | 184.09 |  |  | Excess(+) | 1 | Full Conversion | INR | [40 empty] | 119658.5 | 119658.5 | INR One Lakh Nineteen Thousand Six Hundred & Fifty Eight and Paise Fifty Only | 103 | 116.51 | 66950
192 | Supply & drawing PVC insulated (FR) Copper wire through alkathene pipe recessed in wall & mending good the damages. 2x36/0.3 (2.5 sqmm) + 1x22/0.3 (1.5 sqmm) as ECC(P/P plug/Com Plug) | BI01010001010000000000000515BI0100001303 | 600 | mtr | 149.14 |  |  | Excess(+) | 1 | Full Conversion | INR | [40 empty] | 89484 | 89484 | INR Eighty Nine Thousand Four Hundred & Eighty Four Only | 1081 | 1222.83 | 648600
193 | Supply & drawing PVC insulated (FR) Copper wire through alkathene pipe recessed in wall & mending good the damages. a) 2x80/0.4 (10 sqmm) + 1x84/0.3 (6 sqmm) as ECC(VTPN) | BI01010001010000000000000515BI0100001304 | 550 | Mtr | 129.33 |  |  | Excess(+) | 1 | Full Conversion | INR | [40 empty] | 71131.5 | 71131.5 | INR Seventy One Thousand One Hundred & Thirty One and Paise Fifty Only | 378 | 427.59 | 207900
194 | Distn. wiring in 22/0.3 (1.5 sqmm) single core stranded 'FR' PVC insulated & unsheathed single core stranded copper wire (Brand approved by EIC) in 19 mm bore, 3 mm thick polythen pipe complete with all accessories embedded in wall to light/fan/call bell points with Modular type switch (Brand approved by EIC) fixed on Modular GI switch board with top cover plate flushed in wall incl. mending good damages to original finish(Ave. run 8 mtr.) | BI01010001010000000000000515BI0100001305 | 381 | pts | 1273.49 |  |  | Excess(+) | 1 | Full Conversion | INR | [40 empty] | 485199.69 | 485199.69 | INR Four Lakh Eighty Five Thousand One Hundred & Ninety Nine and Paise Sixty Nine Only | 46 | 52.04 | 17526
195 | Distn. wiring in 22/0.3 (1.5 sqmm) single core stranded 'FR' PVC insulated & unsheathed single core stranded copper wire (Brand approved by EIC) in 19 mm bore, 3 mm thick polythen pipe complete with all accessories embedded in wall to 240 V 6A 5 pin plug point incl. S&F 240 V 6A 3 pin Modular type plug socket & Modular type switch (Brand approved by EIC) incl. S&F earth continuity wire, fixed on 4 Module GI switchboard with 3/4 Module top cover plate flushed in wall incl. mending good damages to original finish a) on board | BI01010001010000000000000515BI0100001306 | 65 | pts | 290.12 |  |  | Excess(+) | 1 | Full Conversion | INR | [40 empty] | 18857.8 | 18857.8 | INR Eighteen Thousand Eight Hundred & Fifty Seven and Paise Eighty Only | 1357 | 1535.04 | 88205
196 | Distn. wiring in 22/0.3 (1.5 sqmm) single core stranded 'FR' PVC insulated & unsheathed single core stranded copper wire (Brand approved by EIC) in 19 mm bore, 3 mm thick polythen pipe complete with all accessories embedded in wall to 240 V 6A 5 pin plug point incl. S&F 240 V 6A 3 pin Modular type plug socket & Modular type switch (Brand approved by EIC) incl. S&F earth continuity wire, fixed on 4 Module GI switchboard with 3/4 Module top cover plate flushed in wall incl. mending good damages to original finish b) Ave 4.5 mtr | BI01010001010000000000000515BI0100001307 | 44 | pts | 1092.9 |  |  | Excess(+) | 1 | Full Conversion | INR | [40 empty] | 48087.6 | 48087.6 | INR Forty Eight Thousand &Eighty Seven and Paise Sixty Only | 589 | 666.28 | 25916
197 | Supply & Fixing 240 V, 16 A, 3 pin Modular type Power plug socket (Cabtree) with 16A Modular type socket (Cabtree) with 16A Modular type switch, without plug top on 4 Module GI Modular type switch board with top cover plate flushed in wall incl. S&F switch board and cover plate and making necy. connections | BI01010001010000000000000515BI0100001308 | 12 | each | 531.3 |  |  | Excess(+) | 1 | Full Conversion | INR | [40 empty] | 6375.6 | 6375.6 | INR Six Thousand Three Hundred & Seventy Five and Paise Sixty Only | 18 | 20.36 | 216
198 | Supply & fixing computer plug board modular type of 12 module GI box with cover plate recessed in wall comprising with the following (Legrand/Cabtree) ----- a) 6/16A socket & 16A switch --1 set b) 6A socket & 6A switch --2 sets | BI01010001010000000000000515BI0100001309 | 24 | set | 1407.48 |  |  | Excess(+) | 1 | Full Conversion | INR | [40 empty] | 33779.52 | 33779.52 | INR Thirty Three Thousand Seven Hundred & Seventy Nine and Paise Fifty Two Only | 408 | 461.53 | 9792
199 | Supply & Fixing 240 V, 25 A, 3 pin Modular type plug socket (Brand approved by EIC), without plug top and switch with 2 Module GI Modular type switch board with top cover plate flushed in wall and making necy. connections with PVC Cu wire and earth continuity wire. | BI01010001010000000000000515BI0100001310 | 4 | each | 411.29 |  |  | Excess(+) | 1 | Full Conversion | INR | [40 empty] | 1645.16 | 1645.16 | INR One Thousand Six Hundred & Forty Five and Paise Sixteen Only | 599 | 677.59 | 2396
200 | Supply & Fixing 240 V,25 A, 3 pin Modular type plug top with indicator (Brand approved by EIC) & necy. Connections.(For AC m/c) | BI01010001010000000000000515BI0100001311 | 4 | each | 150.3 |  |  | Excess(+) | 1 | Full Conversion | INR | [40 empty] | 601.2 | 601.2 | INR Six Hundred & One and Paise Twenty Only | 384 | 434.38 | 1536
201 | Supply & fixing socket type electronics Modular socket type fan regulator (Legrand/Crabtree) including connection. | BI01010001010000000000000515BI0100001312 | 90 | each | 450.91 |  |  | Excess(+) | 1 | Full Conversion | INR | [40 empty] | 40581.9 | 40581.9 | INR Forty Thousand Five Hundred & Eighty One and Paise Ninety Only | 292 | 330.31 | 26280
202 | Supplying & Fixing of Box type fan clamp of 150mm dia & 80mm depth made of 16 SWG CRCA sheet with one end duly sealed by cover, properly welded, incl. S&F 12mm dia 600mm long MS rod duly bent at the centre position of rod to grip fan bobbin properly, incl. binding the rod and fan box with reinforcement by 22 SWG steel binding wire, incl. supply & covering the box with alkathene sheet, placed in order to prevent concrete from entering the box. | BI01010001010000000000000515BI0100001313 | 90 | each | 202.73 |  |  | Excess(+) | 1 | Full Conversion | INR | [40 empty] | 18245.7 | 18245.7 | INR Eighteen Thousand Two Hundred & Forty Five and Paise Seventy Only | 236 | 266.96 | 21240
203 | Fixing only exhaust fan after making hole in wall and making good damages and smooth cement finish etc. as practicable as possible and providing necy. length of PVC insulated wire and making connection for exhaust & louvre shutter after cutting hole on wall & mending good the damages of following diameter: 30 cm (12") | BI01010001010000000000000515BI0100001314 | 20 | each | 383.33 |  |  | Excess(+) | 1 | Full Conversion | INR | [40 empty] | 7666.6 | 7666.6 | INR Seven Thousand Six Hundred & Sixty Six and Paise Sixty Only | 129 | 145.92 | 2580
204 | Fixing only exhaust fan after making hole in wall and making good damages and smooth cement finish etc. as practicable as possible and providing necy. length of PVC insulated wire and making connection for exhaust & louvre shutter after cutting hole on wall & mending good the damages of following diameter: 23 cm (9") | BI01010001010000000000000515BI0100001315 | 6 | each | 278.47 |  |  | Excess(+) | 1 | Full Conversion | INR | [40 empty] | 1670.82 | 1670.82 | INR One Thousand Six Hundred & Seventy and Paise Eighty Two Only | 177 | 200.22 | 1062
205 | Fixing only single /twin fluorescent light fitting complete with all accessories directly on wall/ceiling/HW round block and suitable size of MS fastener | BI01010001010000000000000515BI0100001316 | 252 | each | 116.51 |  |  | Excess(+) | 1 | Full Conversion | INR | [40 empty] | 29360.52 | 29360.52 | INR Twenty Nine Thousand Three Hundred & Sixty and Paise Fifty Two Only | 137 | 154.97 | 34524
206 | Fixing only bulk head ceiling fitting on wall /ceiling by screws etc. | BI01010001010000000000000515BI0100001317 | 10 | each | 65.25 |  |  | Excess(+) | 1 | Full Conversion | INR | [40 empty] | 652.5 | 652.5 | INR Six Hundred & Fifty Two and Paise Fifty Only | 158 | 178.73 | 1580
207 | Fixing only pendent light fitting complete with lamp, shade and 24/0.2 mm (1.5 sqmm) flexible copper wire incl. S&F pendent holder | BI01010001010000000000000515BI0100001318 | 1 | each | 55.93 |  |  | Excess(+) | 1 | Full Conversion | INR | [40 empty] | 55.93 | 55.93 | INR Fifty Five and Paise Ninety Three Only | 205 | 231.9 | 205
208 | Fixing only outdoor / street light type LED light fitting complete with all accessories to be fixed/projected from the wall of the building incl. making holes to building, S&F 40 mm dia GI pipe (ISI-Medium) 1.50 mts. average length, with GI socket at one end and thread at the other end & suitable bend to house the fitting & making necy. connections with S&F necy. length of 1.5 sqmm PVC insulated single core stranded annealed copper wire and making connections as required and mending good damages to wall and painting | BI01010001010000000000000515BI0100001319 | 18 | set | 841.23 |  |  | Excess(+) | 1 | Full Conversion | INR | [40 empty] | 15142.14 | 15142.14 | INR Fifteen Thousand One Hundred & Forty Two and Paise Fourteen Only | 3949 | 4467.11 | 71082
209 | Supplying & Fixing GI waterproof type looping cable box size 200x150x100 mm deep having 4 mm thick comprising of one 250V 15 A kit-kat fuse unit, one NL on porcelain insulator, one compression type brass cable gland for upto 2- core 16 sqmm PVC/A cable and having lined with rubber gasketted GI top cover with brass machine screws etc., earthing terminal with lug, on steel tubular pole near base, including S&F 40x6 mm thick, MS clamps with bolts, nuts etc. including painting with anticorrosive paint | BI01010001010000000000000515BI0100001320 | 30 | each | 533.63 |  |  | Excess(+) | 1 | Full Conversion | INR | [40 empty] | 16008.9 | 16008.9 | INR Sixteen Thousand &Eight and Paise Ninety Only | 2362 | 2671.89 | 70860
210 | Earthing the installation by 50 mm dia. G.I. Pipe (ISI-M) of 3.64 mtr. Long driven to an depth of 3.65 mtr. Below the ground level including S/F 1X4 SWG. G.I. Earth wire (4 mtr. Long) with nuts bolts & washers. | BI01010001010000000000000515BI0100001321 | 18 | set | 1595.07 |  |  | Excess(+) | 1 | Full Conversion | INR | [40 empty] | 28711.26 | 28711.26 | INR Twenty Eight Thousand Seven Hundred & Eleven and Paise Twenty Six Only | 1646 | 1861.96 | 29628
211 | Supplying & fixing earth busbar of galvanized (Hot Dip) MS flat 25 mm x 6 mm on wall having clearance of 6 mm from wall including providing drilled holes on the busbar complete with GI bolts, nuts, washers, spacing insulators etc. as required | BI01010001010000000000000515BI0100001322 | 6 | mtr | 181.76 |  |  | Excess(+) | 1 | Full Conversion | INR | [40 empty] | 1090.56 | 1090.56 | INR One Thousand &Ninety and Paise Fifty Six Only | 1258 | 1423.05 | 7548
212 | Supplying & fixing earth busbar of galvanized (Hot Dip) MS flat 40 mm x 6 mm on wall having clearance of 6 mm from wall including providing drilled holes on the busbar complete with GI bolts, nuts, washers, spacing insulators etc. as required(DG) | BI01010001010000000000000515BI0100001323 | 30 | mtr | 226.04 |  |  | Excess(+) | 1 | Full Conversion | INR | [40 empty] | 6781.2 | 6781.2 | INR Six Thousand Seven Hundred & Eighty One and Paise Twenty Only | 912 | 1031.65 | 27360
213 | Supply & laying 50 mm dia G.I.pipe (ISI-M) for cable protection | BI01010001010000000000000515BI0100001324 | 40 | mtr | 384.49 |  |  | Excess(+) | 1 | Full Conversion | INR | [40 empty] | 15379.6 | 15379.6 | INR Fifteen Thousand Three Hundred & Seventy Nine and Paise Sixty Only | 657 | 743.2 | 26280
214 | Supply & fixing (40mmx40mmx6mm) G I Pole clamp with nuts, bolts & washer for holding vertical 40 mm dia G I cable protection pipe from service pole. | BI01010001010000000000000515BI0100001325 | 8 | set | 174.77 |  |  | Excess(+) | 1 | Full Conversion | INR | [40 empty] | 1398.16 | 1398.16 | INR One Thousand Three Hundred & Ninety Eight and Paise Sixteen Only | 3988 | 4511.23 | 31904
215 | Supplying & Fixing 240 V AC/DC superior type Multitune (min 10 nos. tune) Call Bell (Anchor) with selector switch for single/Multi Tunes mode, Battery operated on HW board incl. S&F HW board | BI01010001010000000000000515BI0100001326 | 3 | SET | 342.55 |  |  | Excess(+) | 1 | Full Conversion | INR | [40 empty] | 1027.65 | 1027.65 | INR One Thousand &Twenty Seven and Paise Sixty Five Only | 3104 | 3511.24 | 9312
216 | GATE LIGHT Laying of XLPE/A cable in underground trench 460 mm wide x 760 mm average depth, with brick protection on the top of the cable with 8 (eight) Nos. bricks per metre, including filling the space between the brick & cable and also the trench with shifted soil, leveling up and restoring surface duly rammed 2x 6 sq mm (GATE LIGHT AND STREET LIGHT) | BI01010001010000000000000515BI0100001327 | 420 | mtr | 188.75 |  |  | Excess(+) | 1 | Full Conversion | INR | [40 empty] | 79275 | 79275 | INR Seventy Nine Thousand Two Hundred & Seventy Five Only | 485 | 548.63 | 203700
217 | Laying of cable upto on wall/surface incl. S & F MS saddles with earthing attachment in 2 X 10 SWG GI (Hot Dip) Wire, making holes etc. as necy. mending good damages and painting 2x 6 sq mm | BI01010001010000000000000515BI0100001328 | 20 | mtr | 66.41 |  |  | Excess(+) | 1 | Full Conversion | INR | [40 empty] | 1328.2 | 1328.2 | INR One Thousand Three Hundred & Twenty Eight and Paise Twenty Only | 1015 | 1148.17 | 20300
218 | Supply & fixing compression type cable gland suitable for cable with brass gland, brass ring incl.socketing the ends off by crimping method including S/F solderless socket (Dowels value) & jointing materials etc (XLPE/A). 2x 6 sq mm(GATE LIGHT AND STREET LIGHT) | BI01010001010000000000000515BI0100001329 | 32 | set | 116.51 |  |  | Excess(+) | 1 | Full Conversion | INR | [40 empty] | 3728.32 | 3728.32 | INR Three Thousand Seven Hundred & Twenty Eight and Paise Thirty Two Only | 91 | 102.94 | 2912
219 | Supply & laying 25 mm dia G.I.pipe (ISI-M) for earth continuity wire protection | BI01010001010000000000000515BI0100001330 | 20 | mtr | 201.57 |  |  | Excess(+) | 1 | Full Conversion | INR | [40 empty] | 4031.4 | 4031.4 | INR Four Thousand &Thirty One and Paise Forty Only | 2208 | 2497.69 | 44160
220 | STREET LIGHT S&F sheet metal (16 SWG) Iron clad Busbar on angle iron frame on wall, incl. earthing attachment and painting as required 4 bars 415 V 63 A Al Bars 4x20x5mm (dedicate to street light control) | BI01010001010000000000000515BI0100001331 | 1 | each | 2795.16 |  |  | Excess(+) | 1 | Full Conversion | INR | [40 empty] | 2795.16 | 2795.16 | INR Two Thousand Seven Hundred & Ninety Five and Paise Sixteen Only | 1497 | 1693.41 | 1497
221 | Supply & Fixing FP enclosure (Legrand) concealed in wall & mending good the damages to original finish incl. earthing attachment comprising with the following: 32 DP MCB Isolator (Legrand) - 2 nos | BI01010001010000000000000515BI0100001332 | 2 | set | 1118.53 |  |  | Excess(+) | 1 | Full Conversion | INR | [40 empty] | 2237.06 | 2237.06 | INR Two Thousand Two Hundred & Thirty Seven and Paise Six Only | 5006 | 5662.79 | 10012
222 | Supply & drawing of 1.1 Kv grade single core stranded 'FR' PVC 3x1.5 sq mm insulated & unsheathed copper wire (brand appr by EIC)through pole | BI01010001010000000000000515BI0100001333 | 144 | mtr. | 55.93 |  |  | Excess(+) | 1 | Full Conversion | INR | [40 empty] | 8053.92 | 8053.92 | INR Eight Thousand &Fifty Three and Paise Ninety Two Only | 3285 | 3715.99 | 473040
223 | finishing of 3x1.5 sq mm the PVC insulated wire ends by socketting with pin/ring type copper sockets and insulated tapes etc. including supplying sockets, tapes. | BI01010001010000000000000515BI0100001334 | 24 | set | 6.99 |  |  | Excess(+) | 1 | Full Conversion | INR | [40 empty] | 167.76 | 167.76 | INR One Hundred & Sixty Seven and Paise Seventy Six Only | 811 | 917.4 | 19464
224 | Supply & laying 40mm dia medium gauge G.I. Pipe(ISI-Medium) for cable protection | BI01010001010000000000000515BI0100001335 | 18 | mtr | 286.62 |  |  | Excess(+) | 1 | Full Conversion | INR | [40 empty] | 5159.16 | 5159.16 | INR Five Thousand One Hundred & Fifty Nine and Paise Sixteen Only | 430 | 486.42 | 7740
225 | Erection of 9 m ST pole with sole plate in CC foundation (600x600x150mm) thick CC (4:2:1) base block below sole plate with hard jhama metal incl CC (6:3:1) muffing 0.30 m dia 03.0 m above ground level incl making drilled hole on pole for earth bolt & carriage upto 1.6 Km from store to work site in cluding filling up the the exacavated earth pit with shifted soil | BI01010001010000000000000515BI0100001336 | 12 | set | 3303.16 |  |  | Excess(+) | 1 | Full Conversion | INR | [40 empty] | 39637.92 | 39637.92 | INR Thirty Nine Thousand Six Hundred & Thirty Seven and Paise Ninety Two Only | 613 | 693.43 | 7356
226 | Painting the 9 m ST pole with two coats of aluminium paint of approved make over one coat of R.O primer incl. preparation of surface by sand paper/emery incl cleaning etc. | BI01010001010000000000000515BI0100001337 | 12 | item | 383.33 |  |  | Excess(+) | 1 | Full Conversion | INR | [40 empty] | 4599.96 | 4599.96 | INR Four Thousand Five Hundred & Ninety Nine and Paise Ninety Six Only | 223 | 252.26 | 2676
227 | Fixing only Floodlight Fitting with suitable tie clamps and MS plate for mounting on Pole/Tower or similar structure. | BI01010001010000000000000515BI0100001338 | 12 | each | 632.67 |  |  | Excess(+) | 1 | Full Conversion | INR | [40 empty] | 7592.04 | 7592.04 | INR Seven Thousand Five Hundred & Ninety Two and Paise Four Only | 1132 | 1280.52 | 13584
228 | Connecting the Poles to earth busbar including S & F GI (Hot Dip) wire of size of 8 SWG on wall/floor with staples buried inside wall/floor as required and making connection to equipments with bolts, nuts, washers, cable lugs etc. as required and mending good damages | BI01010001010000000000000515BI0100001339 | 36 | mtr | 10.49 |  |  | Excess(+) | 1 | Full Conversion | INR | [40 empty] | 377.64 | 377.64 | INR Three Hundred & Seventy Seven and Paise Sixty Four Only | 539 | 609.72 | 19404
229 | Electrical Works (Non Schedule Item) Supply & delevery of 1.1 Kv grade XLPE Aluminium armoured cable(make Gloster/Nicco/Havells) 3.5 x 50 sq mm | BI01010001010000000000000515BI0100001340 | 320 | mtr | 334.31 |  |  | Excess(+) | 1 | Full Conversion | INR | [40 empty] | 106979.2 | 106979.2 | INR One Lakh Six Thousand Nine Hundred & Seventy Nine and Paise Twenty Only | 674 | 762.43 | 215680
230 | Supply & delevery of 1.1 Kv grade XLPE Aluminium armoured cable(make Gloster/Nicco/Havells) 3.5 x 25 sq mm | BI01010001010000000000000515BI0100001341 | 420 | mtr | 290.88 |  |  | Excess(+) | 1 | Full Conversion | INR | [40 empty] | 122169.6 | 122169.6 | INR One Lakh Twenty Two Thousand One Hundred & Sixty Nine and Paise Sixty Only | 861 | 973.96 | 361620
231 | Supply & delevery of 1.1 Kv grade XLPE Aluminium armoured cable(make Gloster/Nicco/Havells) 2 x 6 sq mm | BI01010001010000000000000515BI0100001342 | 440 | mtr | 102.01 |  |  | Excess(+) | 1 | Full Conversion | INR | [40 empty] | 44884.4 | 44884.4 | INR Forty Four Thousand Eight Hundred & Eighty Four and Paise Forty Only | 815 | 921.93 | 358600
232 | Supply & delivery at site of swaged type steel tubular swan neck type bend pole of over all length 9 m of section (Bottom - 5.00m, Middle - 2.0m, Top - 2.0m) & outside dia & thickness (Bottom- 165.1x4.50, Middle -139.7x4.5, Top - 114.3x3.65) having approx weight of the pole including sole plate 147 Kg. the top end of the pole should be reduced to enable fixing of LED fittings. | BI01010001010000000000000515BI0100001343 | 10 | each | 11580.66 |  |  | Excess(+) | 1 | Full Conversion | INR | [40 empty] | 115806.6 | 115806.6 | INR One Lakh Fifteen Thousand Eight Hundred & Six and Paise Sixty Only | 154 | 174.2 | 1540
233 | Supply & delivery at site of swaged type steel tubular swan neck type two side bend pole of over all length 9 m of section (Bottom - 5.00m, Middle - 2.0m, Top - 2.0m) & outside dia & thickness (Bottom- 165.1x4.50, Middle -139.7x4.5, Top - 114.3x3.65) having approx weight of the pole including sole plate 154 Kg. the top end of the pole should be reduced to enable fixing of LED fittings. | BI01010001010000000000000515BI0100001344 | 2 | each | 12132.12 |  |  | Excess(+) | 1 | Full Conversion | INR | [40 empty] | 24264.24 | 24264.24 | INR Twenty Four Thousand Two Hundred & Sixty Four and Paise Twenty Four Only | 2458 | 2780.49 | 4916
234 | Supply 2' single LED type tube light fitting complete with all acessaries directly on ceiling with HW round block & suitable size of MS fastener (Philips/Crompton, cat no - LCTL-9-CDL) | BI01010001010000000000000515BI0100001345 | 21 | set | 413.09 |  |  | Excess(+) | 1 | Full Conversion | INR | [40 empty] | 8674.89 | 8674.89 | INR Eight Thousand Six Hundred & Seventy Four and Paise Eighty Nine Only | 34 | 38.46 | 714
235 | Supply 4' single LED type tube light fitting complete with all acessaries directly on ceiling with HW round block & suitable size of MS fastener (Crompton/Philips, cat no - -IGP132LT8-16, LLT8-20) | BI01010001010000000000000515BI0100001346 | 216 | set | 831.23 |  |  | Excess(+) | 1 | Full Conversion | INR | [40 empty] | 179545.68 | 179545.68 | INR One Lakh Seventy Nine Thousand Five Hundred & Forty Five and Paise Sixty Eight Only | 508 | 574.65 | 109728
236 | Supply 4' Twin LED type tube light fitting complete with all acessaries directly on ceiling with HW round block & suitable size of MS fastener (Philips/Crompton, cat no -IGP132LT8-16, LLT8-20-865-2) | BI01010001010000000000000515BI0100001347 | 16 | set | 1295.83 |  |  | Excess(+) | 1 | Full Conversion | INR | [40 empty] | 20733.28 | 20733.28 | INR Twenty Thousand Seven Hundred & Thirty Three and Paise Twenty Eight Only | 82 | 92.76 | 1312
237 | Supply of LED type Bulk Head light fitting (CromptonLBHP-10-CDL as approved by EIC) | BI01010001010000000000000515BI0100001348 | 8 | set | 1651.35 |  |  | Excess(+) | 1 | Full Conversion | INR | [40 empty] | 13210.8 | 13210.8 | INR Thirteen Thousand Two Hundred & Ten and Paise Eighty Only | 147 | 166.29 | 1176
238 | Supply & fixing of 1200mm sweep Ceiling Fan (Orient,New Bridge,/Usha Sticker Plus, White) or equivalent as approved by the EIC,complete with all acessaries Incl S/F necy copper flex wire. | BI01010001010000000000000515BI0100001349 | 88 | each | 2232.1 |  |  | Excess(+) | 1 | Full Conversion | INR | [40 empty] | 196424.8 | 196424.8 | INR One Lakh Ninety Six Thousand Four Hundred & Twenty Four and Paise Eighty Only | 452 | 511.3 | 39776
239 | Supply of 225 mm (9") sweep heavy duty exhaust fan (EPC/ Crompton) | BI01010001010000000000000515BI0100001350 | 6 | each | 1720.03 |  |  | Excess(+) | 1 | Full Conversion | INR | [40 empty] | 10320.18 | 10320.18 | INR Ten Thousand Three Hundred & Twenty and Paise Eighteen Only | 1251 | 1415.13 | 7506
240 | Supply of 425 mm (12") sweep heavy duty exhaust fan (EPC/ Crompton) | BI01010001010000000000000515BI0100001351 | 20 | each | 3120.9 |  |  | Excess(+) | 1 | Full Conversion | INR | [40 empty] | 62418 | 62418 | INR Sixty Two Thousand Four Hundred & Eighteen Only | 340 | 384.61 | 6800
241 | Supply & fixing 3W LED night Lamp (Crompton/Philps) for batten light points | BI01010001010000000000000515BI0100001352 | 15 | Set | 171.7 |  |  | Excess(+) | 1 | Full Conversion | INR | [40 empty] | 2575.5 | 2575.5 | INR Two Thousand Five Hundred & Seventy Five and Paise Fifty Only | 135 | 152.71 | 2025
242 | Supply & fixing 9W LED night Lamp (Crompton/Philps) for batten light points | BI01010001010000000000000515BI0100001353 | 4 | Set | 343.4 |  |  | Excess(+) | 1 | Full Conversion | INR | [40 empty] | 1373.6 | 1373.6 | INR One Thousand Three Hundred & Seventy Three and Paise Sixty Only | 546 | 617.64 | 2184
243 | Supply & delivery Decorative Post top LED fittings on 40mm dia G.I. pipe of 10" long and necessary materials. (Make Philips/Crompton, Cat No. LPTO-40-CDL/M) | BI01010001010000000000000515BI0100001354 | 4 | SET | 9106.16 |  |  | Excess(+) | 1 | Full Conversion | INR | [40 empty] | 36424.64 | 36424.64 | INR Thirty Six Thousand Four Hundred & Twenty Four and Paise Sixty Four Only | 292 | 330.31 | 1168
244 | SUPPLY & INSTALLATION OF AC MACHINE Supply & delivery through DGS & D rate contract basic of the following split type AC machines (3 Star rated)(Make Hitachi/Mitshubishi) complete with indoor outdoor unit & coper refrigerant pipes upto 5 mtr length with synthetic insulation etc. 1.5 TR Split type (3 Star rated) | BI01010001010000000000000515BI0100001355 | 4 | each | 38176.99 |  |  | Excess(+) | 1 | Full Conversion | INR | [40 empty] | 152707.96 | 152707.96 | INR One Lakh Fifty Two Thousand Seven Hundred & Seven and Paise Ninety Six Only | 196 | 221.72 | 784
245 | Supply & Fixing 240 V, 25 A, Modular type AC m/c starter (Eletron OLP - 3) 4 Module GI Modular type switch board with 4 Module top cover plate flushed in wall incl. S&F switch board and cover plate and making necy. connections with PVC Cu wire and earth continuity wire .(For AC m/c) | BI01010001010000000000000515BI0100001356 | 4 | each | 2272.5 |  |  | Excess(+) | 1 | Full Conversion | INR | [40 empty] | 9090 | 9090 | INR Nine Thousand &Ninety Only | 583 | 659.49 | 2332
246 | Installation charge of indoor & out door unit incl S/F iron bracket frame | BI01010001010000000000000515BI0100001357 | 4 | each | 2474.5 |  |  | Excess(+) | 1 | Full Conversion | INR | [40 empty] | 9898 | 9898 | INR Nine Thousand Eight Hundred & Ninety Eight Only | 206 | 233.03 | 824
247 | Supply & Installation of copper refrigerent pipes, power cable of different dia as required with synthetic insulation complete. | BI01010001010000000000000515BI0100001358 | 20 | mtr | 757.5 |  |  | Excess(+) | 1 | Full Conversion | INR | [40 empty] | 15150 | 15150 | INR Fifteen Thousand One Hundred & Fifty Only | 276 | 312.21 | 5520
248 | Supply & installation of extra drain water pipe of approved quality | BI01010001010000000000000515BI0100001359 | 20 | mtr | 68.68 |  |  | Excess(+) | 1 | Full Conversion | INR | [40 empty] | 1373.6 | 1373.6 | INR One Thousand Three Hundred & Seventy Three and Paise Sixty Only | 274 | 309.95 | 5480
249 | Supply & fixing of 45W LED street light fitting (Make Philips/Crompton, cat no - LSTP-45-CDL) | BI01010001010000000000000515BI0100001360 | 12 | set | 4790.43 |  |  | Excess(+) | 1 | Full Conversion | INR | [40 empty] | 57485.16 | 57485.16 | INR Fifty Seven Thousand Four Hundred & Eighty Five and Paise Sixteen Only | 262 | 296.37 | 3144
250 | Supply of 90 W LED light fitting (make Philips/Crompton, cat no - LSTN-90-CDL ) | BI01010001010000000000000515BI0100001361 | 20 | set | 9145.55 |  |  | Excess(+) | 1 | Full Conversion | INR | [40 empty] | 182911 | 182911 | INR One Lakh Eighty Two Thousand Nine Hundred & Eleven Only | 85 | 96.15 | 1700
251 | Supply, delivery at site on foundation, commissioning of 25 KVA,415V, 50HZ, 3ph silent new DG Set, comprising of Engine, alternator, Manual Control Panel, Base frame, Fuel tank, Battery, CPCB - II approved Engine & Acoustic Enclosure having following specifications :- (Jackson/Kirloskar/Dee Power/Ashok layland/Mahindra/Koel Green) ENGINE Make :- Cummins / Caterpillar /Greaves /Kirloskar /Koel Green Engine Type : 4 Stroke Diesel Engine RPM : 1500 Rated Output :- 25 KVA Cooling :- Liquid Cooled Cylinder : 4 (Four) Aspiration : Turbo Charged Type of Governer : Electronic Overload Capacity Panel : 10% overload for one hour for every 11 hours continuous running at full load or better. Engine instrumental Panel : Consisting of starting switch with key, Lube Oil Indicator , water temperature Indicatore , RPM indicator and hour meter. Safety Controls : Emergency Stop, Low Lube Oil Pressure warning / Shutdown, High Engine Water Temp. Warning / Shutdown, sensor failure Indicator, Engine over speed indicator, Battery charging and low battery indicator. Exhaust Silencer : Residential Type. Starting System : 12 V. / 24 V. Starting system complete with starter motor, charging alternator with rectifier and Cut-out as per manufacturer standard. Battery : 2 nos Battery with 65 Ah capacity Lead Acid, Low Maintenance or SMF and conforming to relevant IS Specification with Low/ High Battery Voltage and Weak Battery warning.Standard Cooling System 40°C. | BI01010001010000000000000515BI0100001362 | [52 empty] | 46 | 52.04 | 0
252 | ALTERNATOR Make: Standard /ABB/Emesson/Crompton Greaves/Kirloskar/Koel Green Rating: 415 V ., 3Ph, 50HZ, 25 KVA, 1500 RPM, 0.8 P.F Type : Brushless, self excited and self regulated Insulation : Class H Protection : Screen - protected drip proof with Min. IP -23 degree of protection. RPM : 1500 Voltage Regulation Grade : VG 3 Winding connection : Star with Neutral Total Distortion factor : Less than 3% Total Harmonic distortion in output waveform : < 5% MANUAL CONTROL PANEL Manual Control Panel incl change over switch and other accessories ACOUSTIC ENCLOSURE The DG set should have integrated acoustic enclosure at the manufacturing state itself. High quality acoustic enclosure must be certified as per CPCB -II norms. BASE FRAME Common iron channel of suitable size fabricated base frame containing the engine and alternator , mounted on AVM pads and having provision for lifting Hook. Copy of "Type Approval Certificate"and Certificates of "COP"must be produced at the time of delivery issued from the competent authority (As per CPCB-II) & submission of test certificates. The entire set must be warrented atleast 24 months from the date of delivery iii) Necessary manufacturer's test certificate for Diesel Engine, Alternator etc. Will have to submit in triplicate copy during delivery of the equipment. iv) Copy of "Type Approval Certificate" and Certificate of "COP" must be produced at the time of delivery issued from competent Authority (As per CPCB - II) | BI01010001010000000000000515BI0100001363 | 1 | set | 331679.96 |  |  | Excess(+) | 1 | Full Conversion | INR | [40 empty] | 331679.96 | 331679.96 | INR Three Lakh Thirty One Thousand Six Hundred & Seventy Nine and Paise Ninety Six Only | 514 | 581.44 | 514
253 | Exhaust pipe having required size incl all fixing iron accessories for discharging generator exhaust as per CPCB -II | BI01010001010000000000000515BI0100001364 | 18 | mtr | 3030 |  |  | Excess(+) | 1 | Full Conversion | INR | [40 empty] | 54540 | 54540 | INR Fifty Four Thousand Five Hundred & Forty Only | 195 | 220.58 | 3510
254 | Installation, testing & commissioning with full fuel tank and R.C.C foundation of the above D.G. set to satisfactory operation | BI01010001010000000000000515BI0100001365 | 1 | item | 30300 |  |  | Excess(+) | 1 | Full Conversion | INR | [40 empty] | 30300 | 30300 | INR Thirty Thousand Three Hundred Only | 101 | 114.25 | 101
255 | Supplying and fixing MCB (legrand) SS enclosure with IP-20/30 protection, powder coated provision for two/four pole MCB, concealed in wall after cutting the wall & mending good the damages to original finish incl. painting, connection & provision for earthing attachment. a) 415V FP 32A MCB isolator ----- 1 nos | BI01010001010000000000000515BI0100001366 | 1 | set | 949.4 |  |  | Excess(+) | 1 | Full Conversion | INR | [40 empty] | 949.4 | 949.4 | INR Nine Hundred & Forty Nine and Paise Forty Only | 338 | 382.35 | 338
256 | CC foundation (Proportion and dimension indicated below), having 600x600x150 mm thick CC (4:2:1) base block below sole plate/pole with hard jhama metal including CC (6:3:1) muffing 0.30 mts. dia and 0.30 mts. above ground level including 3 mm thick neat cemented finish and GI earth bolt after making drilled holes etc. on MS box & filling up the excavated earth pit with shifted soil and ramming properly. | BI01010001010000000000000515BI0100001367 | 1 | set | 1010 |  |  | Excess(+) | 1 | Full Conversion | INR | [40 empty] | 1010 | 1010 | INR One Thousand &Ten Only | 120 | 135.74 | 120
257 | Painting of the above MS box and no. of coats of paint, as given below with ready mixed paint/primer of approved make, and brand incl. preparation of surface by sand paper/emery paper, cleaning etc. for receiving fresh coat of paint. a) 1st coat of aluminium paint over 1 coat of RO priming b) 2nd coat of aluminium paint over 1st coat | BI01010001010000000000000515BI0100001368 | 1 | item | 332.29 |  |  | Excess(+) | 1 | Full Conversion | INR | [40 empty] | 332.29 | 332.29 | INR Three Hundred & Thirty Two and Paise Twenty Nine Only | 369 | 417.41 | 369
258 | Laying of XLPE /A Cable in underground trench 460 mm wide x 760 mm average depth, with brick protection on the top of the cable with 8 (eight) Nos. bricks per metre, including filling the space between the brick & cable and also the trench with shifted soil, leveling up and restoring surface duly rammed 4 x 10 sq mm | BI01010001010000000000000515BI0100001369 | 50 | mtr | 163.62 |  |  | Excess(+) | 1 | Full Conversion | INR | [40 empty] | 8181 | 8181 | INR Eight Thousand One Hundred & Eighty One Only | 147 | 166.29 | 7350
259 | Supply & delevery of 1.1 Kv grade XLPE Aluminium armoured cable(make 4x 10 sq mm | BI01010001010000000000000515BI0100001370 | 50 | mtr | 161.6 |  |  | Excess(+) | 1 | Full Conversion | INR | [40 empty] | 8080 | 8080 | INR Eight Thousand &Eighty Only | 57 | 64.48 | 2850
260 | CCTV surveillance system and LAN connectivity Supply and installation of 9U Wall mounted Rack with cooling fan and other relevant accessories.)(make-Valrack/HCL) | BI01010001010000000000000515BI0100001371 | 1 | No | 11428 |  |  | Excess(+) | 1 | Full Conversion | INR | [40 empty] | 11428 | 11428 | INR Eleven Thousand Four Hundred & Twenty Eight Only | 33 | 37.33 | 33
261 | 6U Equiment Rack valrack/HCL | BI01010001010000000000000515BI0100001372 | 1 | No | 6596 |  |  | Excess(+) | 1 | Full Conversion | INR | [40 empty] | 6596 | 6596 | INR Six Thousand Five Hundred & Ninety Six Only | 43 | 48.64 | 43
262 | Supply of 24Port CAT 6 Patch Panel-1.5mm thickness with Black (RAL9005) color painted,Housing ABS, UL94(Dlink/Molex) | BI01010001010000000000000515BI0100001373 | 4 | No | 4770 |  |  | Excess(+) | 1 | Full Conversion | INR | [40 empty] | 19080 | 19080 | INR Nineteen Thousand &Eighty Only | 21 | 23.76 | 84
263 | Supply and Installation of EPABX System with 8 P&T 16 Extens.(Syntel/Siemens/NEC) | BI01010001010000000000000515BI0100001374 | 1 | Nos | 30500 |  |  | Excess(+) | 1 | Full Conversion | INR | [40 empty] | 30500 | 30500 | INR Thirty Thousand Five Hundred Only | 80 | 90.5 | 80
264 | UTP CAT 6 Patch Cord - 2M(Legrand/Molex/Dlink) | BI01010001010000000000000515BI0100001375 | 50 | Nos | 158 |  |  | Excess(+) | 1 | Full Conversion | INR | [40 empty] | 7900 | 7900 | INR Seven Thousand Nine Hundred Only | 85 | 96.15 | 4250
265 | Modular CAT6 Information Outletwith back box and 2 module faceplate(Molex/Batton/Dlink) | BI01010001010000000000000515BI0100001376 | 50 | Nos | 490 |  |  | Excess(+) | 1 | Full Conversion | INR | [40 empty] | 24500 | 24500 | INR Twenty Four Thousand Five Hundred Only | 261 | 295.24 | 13050
266 | TelePhone-set(Beetel/Binatone) | BI01010001010000000000000515BI0100001377 | 25 | Nos | 461 |  |  | Excess(+) | 1 | Full Conversion | INR | [40 empty] | 11525 | 11525 | INR Eleven Thousand Five Hundred & Twenty Five Only | 66 | 74.66 | 1650
267 | Boss Secretary(1+1) CLIP Telephone set | BI01010001010000000000000515BI0100001378 | 5 | Nos | 3950 |  |  | Excess(+) | 1 | Full Conversion | INR | [40 empty] | 19750 | 19750 | INR Nineteen Thousand Seven Hundred & Fifty Only | 57 | 64.48 | 285
268 | Supply installation testing commissioning of TelePhone-set-single push button with caller ID large display-CLI compatible(Beetel/Binatone) | BI01010001010000000000000515BI0100001379 | 5 | Nos | 1315 |  |  | Excess(+) | 1 | Full Conversion | INR | [40 empty] | 6575 | 6575 | INR Six Thousand Five Hundred & Seventy Five Only | 84 | 95.02 | 420
269 | 24 Port 10/1000 Ethernet Unmanaged switch(Dlink/CISCO/Batton/Juniper) | BI01010001010000000000000515BI0100001380 | 6 | No | 7477 |  |  | Excess(+) | 1 | Full Conversion | INR | [40 empty] | 44862 | 44862 | INR Forty Four Thousand Eight Hundred & Sixty Two Only | 93 | 105.2 | 558
270 | UPS - 1KVA (APC/Microtek/Emerson) | BI01010001010000000000000515BI0100001381 | 2 | No | 13315 |  |  | Excess(+) | 1 | Full Conversion | INR | [40 empty] | 26630 | 26630 | INR Twenty Six Thousand Six Hundred & Thirty Only | 945 | 1068.98 | 1890
271 | UPS - 600VA (APC/Microtek/Emerson) | BI01010001010000000000000515BI0100001382 | 8 | No | 2850 |  |  | Excess(+) | 1 | Full Conversion | INR | [40 empty] | 22800 | 22800 | INR Twenty Two Thousand Eight Hundred Only | 85 | 96.15 | 680
272 | Supplying of Local Area Network cable ( CAT6) (Brand approved by EIC) through PVC conduit embeded in wall | BI01010001010000000000000515BI0100001383 | 1500 | Mtr | 63.55 |  |  | Excess(+) | 1 | Full Conversion | INR | [40 empty] | 95325 | 95325 | INR Ninety Five Thousand Three Hundred & Twenty Five Only | 102 | 115.38 | 153000
273 | Supply and drawing of of 2 Pair Telephone Cable through pvc conduit embeded in wall(25 mm dia, pvc conduit) | BI01010001010000000000000515BI0100001384 | 1000 | Mtr | 51 |  |  | Excess(+) | 1 | Full Conversion | INR | [40 empty] | 51000 | 51000 | INR Fifty One Thousand Only | 74 | 83.71 | 74000
274 | Supply and laying of 10 Pair telephone cable through pvc conduit embeded in wall(25 mm dia, pvc conduit) | BI01010001010000000000000515BI0100001385 | 600 | Mtr | 96 |  |  | Excess(+) | 1 | Full Conversion | INR | [40 empty] | 57600 | 57600 | INR Fifty Seven Thousand Six Hundred Only | 338 | 382.35 | 202800
275 | Supply and laying of 20 Pair armoured Telephone cable through pvc conduit embeded in wall(25 mm dia, pvc conduit) | BI01010001010000000000000515BI0100001386 | 400 | Mtr | 148.8 |  |  | Excess(+) | 1 | Full Conversion | INR | [40 empty] | 59520 | 59520 | INR Fifty Nine Thousand Five Hundred & Twenty Only | 10434 | 11802.94 | 4173600
276 | supply and fixing of 30 pair DB with original krone module-conceiled | BI01010001010000000000000515BI0100001387 | 2 | No | 1150 |  |  | Excess(+) | 1 | Full Conversion | INR | [40 empty] | 2300 | 2300 | INR Two Thousand Three Hundred Only | 7840 | 8868.61 | 15680
277 | supply and fixing of 10 pair DB with original krone module-conceiled | BI01010001010000000000000515BI0100001388 | 4 | No | 750 |  |  | Excess(+) | 1 | Full Conversion | INR | [40 empty] | 3000 | 3000 | INR Three Thousand Only | 154 | 174.2 | 616
278 | 16 channel NVR + POE(Honeywell/Bosch/Axis/Pelco/Hikvision ) | BI01010001010000000000000515BI0100001389 | 1 | No | 39640 |  |  | Excess(+) | 1 | Full Conversion | INR | [40 empty] | 39640 | 39640 | INR Thirty Nine Thousand Six Hundred & Forty Only | 216 | 244.34 | 216
279 | 2MP IR Dome Camera-H.264,H.265 (Uniview/Hikvision/Honeywell/Bosch/Dahua ) | BI01010001010000000000000515BI0100001390 | 6 | No | 6290 |  |  | Excess(+) | 1 | Full Conversion | INR | [40 empty] | 37740 | 37740 | INR Thirty Seven Thousand Seven Hundred & Forty Only | 96 | 108.6 | 576
280 | 2MP IR Bullet Camera(Uniview/Hikvision/Honeywell/Bosch/Dahua ) | BI01010001010000000000000515BI0100001391 | 6 | No | 9204 |  |  | Excess(+) | 1 | Full Conversion | INR | [40 empty] | 55224 | 55224 | INR Fifty Five Thousand Two Hundred & Twenty Four Only | 19 | 21.49 | 114
281 | Surveillance Hard Disk 4 TB WD/Seagate | BI01010001010000000000000515BI0100001392 | 2 | No | 10500 |  |  | Excess(+) | 1 | Full Conversion | INR | [40 empty] | 21000 | 21000 | INR Twenty One Thousand Only | 6321 | 7150.32 | 12642
282 | 18.5" LED Monitor LG/Samsung | BI01010001010000000000000515BI0100001393 | 2 | No | 8200 |  |  | Excess(+) | 1 | Full Conversion | INR | [40 empty] | 16400 | 16400 | INR Sixteen Thousand Four Hundred Only | 42898 | 48526.22 | 85796
283 | 3 Core Power Cable Finolex/Molex | BI01010001010000000000000515BI0100001394 | 500 | Mtr | 48 |  |  | Excess(+) | 1 | Full Conversion | INR | [40 empty] | 24000 | 24000 | INR Twenty Four Thousand Only | 80915 | 91531.05 | 40457500
284 | Supply of PVC Conduit(20 mm dia) Reputed make | BI01010001010000000000000515BI0100001395 | 1500 | Mtr | 26 |  |  | Excess(+) | 1 | Full Conversion | INR | [40 empty] | 39000 | 39000 | INR Thirty Nine Thousand Only | 102619 | 116082.61 | 153928500
285 | Network Accessories | BI01010001010000000000000515BI0100001396 | 1 | Lot | 10000 |  |  | Excess(+) | 1 | Full Conversion | INR | [40 empty] | 10000 | 10000 | INR Ten Thousand Only | 13951 | 15781.37 | 13951
286 | Cable laying through pvc conduit embeded in wall , Fixing, Termination & Installation, commissioning Charges | BI01010001010000000000000515BI0100001397 | 1 | Job | 38000 |  |  | Excess(+) | 1 | Full Conversion | INR | [40 empty] | 38000 | 38000 | INR Thirty Eight Thousand Only | 549 | 621.03 | 549
Total in Figures | [51 empty] | 47685239.99 | 47685239.99 | INR Four Crore Seventy Six Lakh Eighty Five Thousand Two Hundred & Thirty Nine and Paise Ninety Nine Only | 384803128.98 | [5 empty] | 4 | Construction of chamber for 100mm sluice plates | item5 | 10 | Nos
Quoted Rate in Figures |  |  |  | Select | [47 empty] | 0 | 0 | INR Zero Only | -337117888.99
Quoted Rate in Words |  | INR Zero Only
Note on K13: gepadmin: 1. If you choose "Full Conversion" then Column BA (AMOUNT) and Column BB (TAXES) BOTH values will be convert based on selected Currency in (Column L). 2. If you choose "Partial Conversion" then Column BA (AMOUNT) only will be converted based on selected currency (Column L) and Column BB (TAXES) value (INR) will be added to the converted values.
Note on K14: gepadmin: 1. If you choose "Full Conversion" then Column BA (AMOUNT) and Column BB (TAXES) BOTH values will be convert based on selected Currency in (Column L). 2. If you choose "Partial Conversion" then Column BA (AMOUNT) only will be converted based on selected currency (Column L) and Column BB (TAXES) value (INR) will be added to the converted values.
Note on K15: gepadmin: 1. If you choose "Full Conversion" then Column BA (AMOUNT) and Column BB (TAXES) BOTH values will be convert based on selected Currency in (Column L). 2. If you choose "Partial Conversion" then Column BA (AMOUNT) only will be converted based on selected currency (Column L) and Column BB (TAXES) value (INR) will be added to the converted values.
Note on K16: gepadmin: 1. If you choose "Full Conversion" then Column BA (AMOUNT) and Column BB (TAXES) BOTH values will be convert based on selected Currency in (Column L). 2. If you choose "Partial Conversion" then Column BA (AMOUNT) only will be converted based on selected currency (Column L) and Column BB (TAXES) value (INR) will be added to the converted values.
Note on K17: gepadmin: 1. If you choose "Full Conversion" then Column BA (AMOUNT) and Column BB (TAXES) BOTH values will be convert based on selected Currency in (Column L). 2. If you choose "Partial Conversion" then Column BA (AMOUNT) only will be converted based on selected currency (Column L) and Column BB (TAXES) value (INR) will be added to the converted values.
Note on K18: gepadmin: 1. If you choose "Full Conversion" then Column BA (AMOUNT) and Column BB (TAXES) BOTH values will be convert based on selected Currency in (Column L). 2. If you choose "Partial Conversion" then Column BA (AMOUNT) only will be converted based on selected currency (Column L) and Column BB (TAXES) value (INR) will be added to the converted values.
Note on K19: gepadmin: 1. If you choose "Full Conversion" then Column BA (AMOUNT) and Column BB (TAXES) BOTH values will be convert based on selected Currency in (Column L). 2. If you choose "Partial Conversion" then Column BA (AMOUNT) only will be converted based on selected currency (Column L) and Column BB (TAXES) value (INR) will be added to the converted values.
Note on K20: gepadmin: 1. If you choose "Full Conversion" then Column BA (AMOUNT) and Column BB (TAXES) BOTH values will be convert based on selected Currency in (Column L). 2. If you choose "Partial Conversion" then Column BA (AMOUNT) only will be converted based on selected currency (Column L) and Column BB (TAXES) value (INR) will be added to the converted values.
Note on K21: gepadmin: 1. If you choose "Full Conversion" then Column BA (AMOUNT) and Column BB (TAXES) BOTH values will be convert based on selected Currency in (Column L). 2. If you choose "Partial Conversion" then Column BA (AMOUNT) only will be converted based on selected currency (Column L) and Column BB (TAXES) value (INR) will be added to the converted values.
Note on K22: gepadmin: 1. If you choose "Full Conversion" then Column BA (AMOUNT) and Column BB (TAXES) BOTH values will be convert based on selected Currency in (Column L). 2. If you choose "Partial Conversion" then Column BA (AMOUNT) only will be converted based on selected currency (Column L) and Column BB (TAXES) value (INR) will be added to the converted values.
Note on K23: gepadmin: 1. If you choose "Full Conversion" then Column BA (AMOUNT) and Column BB (TAXES) BOTH values will be convert based on selected Currency in (Column L). 2. If you choose "Partial Conversion" then Column BA (AMOUNT) only will be converted based on selected currency (Column L) and Column BB (TAXES) value (INR) will be added to the converted values.
Note on K24: gepadmin: 1. If you choose "Full Conversion" then Column BA (AMOUNT) and Column BB (TAXES) BOTH values will be convert based on selected Currency in (Column L). 2. If you choose "Partial Conversion" then Column BA (AMOUNT) only will be converted based on selected currency (Column L) and Column BB (TAXES) value (INR) will be added to the converted values.
Note on K25: gepadmin: 1. If you choose "Full Conversion" then Column BA (AMOUNT) and Column BB (TAXES) BOTH values will be convert based on selected Currency in (Column L). 2. If you choose "Partial Conversion" then Column BA (AMOUNT) only will be converted based on selected currency (Column L) and Column BB (TAXES) value (INR) will be added to the converted values.
Note on K26: gepadmin: 1. If you choose "Full Conversion" then Column BA (AMOUNT) and Column BB (TAXES) BOTH values will be convert based on selected Currency in (Column L). 2. If you choose "Partial Conversion" then Column BA (AMOUNT) only will be converted based on selected currency (Column L) and Column BB (TAXES) value (INR) will be added to the converted values.
Note on K27: gepadmin: 1. If you choose "Full Conversion" then Column BA (AMOUNT) and Column BB (TAXES) BOTH values will be convert based on selected Currency in (Column L). 2. If you choose "Partial Conversion" then Column BA (AMOUNT) only will be converted based on selected currency (Column L) and Column BB (TAXES) value (INR) will be added to the converted values.
Note on K29: gepadmin: 1. If you choose "Full Conversion" then Column BA (AMOUNT) and Column BB (TAXES) BOTH values will be convert based on selected Currency in (Column L). 2. If you choose "Partial Conversion" then Column BA (AMOUNT) only will be converted based on selected currency (Column L) and Column BB (TAXES) value (INR) will be added to the converted values.
Note on K37: gepadmin: 1. If you choose "Full Conversion" then Column BA (AMOUNT) and Column BB (TAXES) BOTH values will be convert based on selected Currency in (Column L). 2. If you choose "Partial Conversion" then Column BA (AMOUNT) only will be converted based on selected currency (Column L) and Column BB (TAXES) value (INR) will be added to the converted values.
Note on K46: gepadmin: 1. If you choose "Full Conversion" then Column BA (AMOUNT) and Column BB (TAXES) BOTH values will be convert based on selected Currency in (Column L). 2. If you choose "Partial Conversion" then Column BA (AMOUNT) only will be converted based on selected currency (Column L) and Column BB (TAXES) value (INR) will be added to the converted values.
Note on K55: gepadmin: 1. If you choose "Full Conversion" then Column BA (AMOUNT) and Column BB (TAXES) BOTH values will be convert based on selected Currency in (Column L). 2. If you choose "Partial Conversion" then Column BA (AMOUNT) only will be converted based on selected currency (Column L) and Column BB (TAXES) value (INR) will be added to the converted values.
Note on K56: gepadmin: 1. If you choose "Full Conversion" then Column BA (AMOUNT) and Column BB (TAXES) BOTH values will be convert based on selected Currency in (Column L). 2. If you choose "Partial Conversion" then Column BA (AMOUNT) only will be converted based on selected currency (Column L) and Column BB (TAXES) value (INR) will be added to the converted values.
Note on K57: gepadmin: 1. If you choose "Full Conversion" then Column BA (AMOUNT) and Column BB (TAXES) BOTH values will be convert based on selected Currency in (Column L). 2. If you choose "Partial Conversion" then Column BA (AMOUNT) only will be converted based on selected currency (Column L) and Column BB (TAXES) value (INR) will be added to the converted values.
Note on K63: gepadmin: 1. If you choose "Full Conversion" then Column BA (AMOUNT) and Column BB (TAXES) BOTH values will be convert based on selected Currency in (Column L). 2. If you choose "Partial Conversion" then Column BA (AMOUNT) only will be converted based on selected currency (Column L) and Column BB (TAXES) value (INR) will be added to the converted values.
Note on K64: gepadmin: 1. If you choose "Full Conversion" then Column BA (AMOUNT) and Column BB (TAXES) BOTH values will be convert based on selected Currency in (Column L). 2. If you choose "Partial Conversion" then Column BA (AMOUNT) only will be converted based on selected currency (Column L) and Column BB (TAXES) value (INR) will be added to the converted values.
Note on K65: gepadmin: 1. If you choose "Full Conversion" then Column BA (AMOUNT) and Column BB (TAXES) BOTH values will be convert based on selected Currency in (Column L). 2. If you choose "Partial Conversion" then Column BA (AMOUNT) only will be converted based on selected currency (Column L) and Column BB (TAXES) value (INR) will be added to the converted values.
Note on K69: gepadmin: 1. If you choose "Full Conversion" then Column BA (AMOUNT) and Column BB (TAXES) BOTH values will be convert based on selected Currency in (Column L). 2. If you choose "Partial Conversion" then Column BA (AMOUNT) only will be converted based on selected currency (Column L) and Column BB (TAXES) value (INR) will be added to the converted values.
Note on K70: gepadmin: 1. If you choose "Full Conversion" then Column BA (AMOUNT) and Column BB (TAXES) BOTH values will be convert based on selected Currency in (Column L). 2. If you choose "Partial Conversion" then Column BA (AMOUNT) only will be converted based on selected currency (Column L) and Column BB (TAXES) value (INR) will be added to the converted values.
Note on K71: gepadmin: 1. If you choose "Full Conversion" then Column BA (AMOUNT) and Column BB (TAXES) BOTH values will be convert based on selected Currency in (Column L). 2. If you choose "Partial Conversion" then Column BA (AMOUNT) only will be converted based on selected currency (Column L) and Column BB (TAXES) value (INR) will be added to the converted values.
Note on K83: gepadmin: 1. If you choose "Full Conversion" then Column BA (AMOUNT) and Column BB (TAXES) BOTH values will be convert based on selected Currency in (Column L). 2. If you choose "Partial Conversion" then Column BA (AMOUNT) only will be converted based on selected currency (Column L) and Column BB (TAXES) value (INR) will be added to the converted values.
Note on K85: gepadmin: 1. If you choose "Full Conversion" then Column BA (AMOUNT) and Column BB (TAXES) BOTH values will be convert based on selected Currency in (Column L). 2. If you choose "Partial Conversion" then Column BA (AMOUNT) only will be converted based on selected currency (Column L) and Column BB (TAXES) value (INR) will be added to the converted values.
Note on K86: gepadmin: 1. If you choose "Full Conversion" then Column BA (AMOUNT) and Column BB (TAXES) BOTH values will be convert based on selected Currency in (Column L). 2. If you choose "Partial Conversion" then Column BA (AMOUNT) only will be converted based on selected currency (Column L) and Column BB (TAXES) value (INR) will be added to the converted values.
Note on K87: gepadmin: 1. If you choose "Full Conversion" then Column BA (AMOUNT) and Column BB (TAXES) BOTH values will be convert based on selected Currency in (Column L). 2. If you choose "Partial Conversion" then Column BA (AMOUNT) only will be converted based on selected currency (Column L) and Column BB (TAXES) value (INR) will be added to the converted values.
Note on K89: gepadmin: 1. If you choose "Full Conversion" then Column BA (AMOUNT) and Column BB (TAXES) BOTH values will be convert based on selected Currency in (Column L). 2. If you choose "Partial Conversion" then Column BA (AMOUNT) only will be converted based on selected currency (Column L) and Column BB (TAXES) value (INR) will be added to the converted values.
Note on K90: gepadmin: 1. If you choose "Full Conversion" then Column BA (AMOUNT) and Column BB (TAXES) BOTH values will be convert based on selected Currency in (Column L). 2. If you choose "Partial Conversion" then Column BA (AMOUNT) only will be converted based on selected currency (Column L) and Column BB (TAXES) value (INR) will be added to the converted values.
Note on K92: gepadmin: 1. If you choose "Full Conversion" then Column BA (AMOUNT) and Column BB (TAXES) BOTH values will be convert based on selected Currency in (Column L). 2. If you choose "Partial Conversion" then Column BA (AMOUNT) only will be converted based on selected currency (Column L) and Column BB (TAXES) value (INR) will be added to the converted values.
Note on K98: gepadmin: 1. If you choose "Full Conversion" then Column BA (AMOUNT) and Column BB (TAXES) BOTH values will be convert based on selected Currency in (Column L). 2. If you choose "Partial Conversion" then Column BA (AMOUNT) only will be converted based on selected currency (Column L) and Column BB (TAXES) value (INR) will be added to the converted values.
Note on K99: gepadmin: 1. If you choose "Full Conversion" then Column BA (AMOUNT) and Column BB (TAXES) BOTH values will be convert based on selected Currency in (Column L). 2. If you choose "Partial Conversion" then Column BA (AMOUNT) only will be converted based on selected currency (Column L) and Column BB (TAXES) value (INR) will be added to the converted values.
Note on K100: gepadmin: 1. If you choose "Full Conversion" then Column BA (AMOUNT) and Column BB (TAXES) BOTH values will be convert based on selected Currency in (Column L). 2. If you choose "Partial Conversion" then Column BA (AMOUNT) only will be converted based on selected currency (Column L) and Column BB (TAXES) value (INR) will be added to the converted values.
Note on K106: gepadmin: 1. If you choose "Full Conversion" then Column BA (AMOUNT) and Column BB (TAXES) BOTH values will be convert based on selected Currency in (Column L). 2. If you choose "Partial Conversion" then Column BA (AMOUNT) only will be converted based on selected currency (Column L) and Column BB (TAXES) value (INR) will be added to the converted values.
Note on K107: gepadmin: 1. If you choose "Full Conversion" then Column BA (AMOUNT) and Column BB (TAXES) BOTH values will be convert based on selected Currency in (Column L). 2. If you choose "Partial Conversion" then Column BA (AMOUNT) only will be converted based on selected currency (Column L) and Column BB (TAXES) value (INR) will be added to the converted values.
Note on K112: gepadmin: 1. If you choose "Full Conversion" then Column BA (AMOUNT) and Column BB (TAXES) BOTH values will be convert based on selected Currency in (Column L). 2. If you choose "Partial Conversion" then Column BA (AMOUNT) only will be converted based on selected currency (Column L) and Column BB (TAXES) value (INR) will be added to the converted values.
Note on K113: gepadmin: 1. If you choose "Full Conversion" then Column BA (AMOUNT) and Column BB (TAXES) BOTH values will be convert based on selected Currency in (Column L). 2. If you choose "Partial Conversion" then Column BA (AMOUNT) only will be converted based on selected currency (Column L) and Column BB (TAXES) value (INR) will be added to the converted values.
Note on K116: gepadmin: 1. If you choose "Full Conversion" then Column BA (AMOUNT) and Column BB (TAXES) BOTH values will be convert based on selected Currency in (Column L). 2. If you choose "Partial Conversion" then Column BA (AMOUNT) only will be converted based on selected currency (Column L) and Column BB (TAXES) value (INR) will be added to the converted values.
Note on K118: gepadmin: 1. If you choose "Full Conversion" then Column BA (AMOUNT) and Column BB (TAXES) BOTH values will be convert based on selected Currency in (Column L). 2. If you choose "Partial Conversion" then Column BA (AMOUNT) only will be converted based on selected currency (Column L) and Column BB (TAXES) value (INR) will be added to the converted values.
Note on K119: gepadmin: 1. If you choose "Full Conversion" then Column BA (AMOUNT) and Column BB (TAXES) BOTH values will be convert based on selected Currency in (Column L). 2. If you choose "Partial Conversion" then Column BA (AMOUNT) only will be converted based on selected currency (Column L) and Column BB (TAXES) value (INR) will be added to the converted values.
Note on K121: gepadmin: 1. If you choose "Full Conversion" then Column BA (AMOUNT) and Column BB (TAXES) BOTH values will be convert based on selected Currency in (Column L). 2. If you choose "Partial Conversion" then Column BA (AMOUNT) only will be converted based on selected currency (Column L) and Column BB (TAXES) value (INR) will be added to the converted values.
Note on K122: gepadmin: 1. If you choose "Full Conversion" then Column BA (AMOUNT) and Column BB (TAXES) BOTH values will be convert based on selected Currency in (Column L). 2. If you choose "Partial Conversion" then Column BA (AMOUNT) only will be converted based on selected currency (Column L) and Column BB (TAXES) value (INR) will be added to the converted values.
Note on K123: gepadmin: 1. If you choose "Full Conversion" then Column BA (AMOUNT) and Column BB (TAXES) BOTH values will be convert based on selected Currency in (Column L). 2. If you choose "Partial Conversion" then Column BA (AMOUNT) only will be converted based on selected currency (Column L) and Column BB (TAXES) value (INR) will be added to the converted values.
Note on K126: gepadmin: 1. If you choose "Full Conversion" then Column BA (AMOUNT) and Column BB (TAXES) BOTH values will be convert based on selected Currency in (Column L). 2. If you choose "Partial Conversion" then Column BA (AMOUNT) only will be converted based on selected currency (Column L) and Column BB (TAXES) value (INR) will be added to the converted values.
Note on K127: gepadmin: 1. If you choose "Full Conversion" then Column BA (AMOUNT) and Column BB (TAXES) BOTH values will be convert based on selected Currency in (Column L). 2. If you choose "Partial Conversion" then Column BA (AMOUNT) only will be converted based on selected currency (Column L) and Column BB (TAXES) value (INR) will be added to the converted values.
Note on K129: gepadmin: 1. If you choose "Full Conversion" then Column BA (AMOUNT) and Column BB (TAXES) BOTH values will be convert based on selected Currency in (Column L). 2. If you choose "Partial Conversion" then Column BA (AMOUNT) only will be converted based on selected currency (Column L) and Column BB (TAXES) value (INR) will be added to the converted values.
Note on K130: gepadmin: 1. If you choose "Full Conversion" then Column BA (AMOUNT) and Column BB (TAXES) BOTH values will be convert based on selected Currency in (Column L). 2. If you choose "Partial Conversion" then Column BA (AMOUNT) only will be converted based on selected currency (Column L) and Column BB (TAXES) value (INR) will be added to the converted values.
Note on K131: gepadmin: 1. If you choose "Full Conversion" then Column BA (AMOUNT) and Column BB (TAXES) BOTH values will be convert based on selected Currency in (Column L). 2. If you choose "Partial Conversion" then Column BA (AMOUNT) only will be converted based on selected currency (Column L) and Column BB (TAXES) value (INR) will be added to the converted values.
Note on K134: gepadmin: 1. If you choose "Full Conversion" then Column BA (AMOUNT) and Column BB (TAXES) BOTH values will be convert based on selected Currency in (Column L). 2. If you choose "Partial Conversion" then Column BA (AMOUNT) only will be converted based on selected currency (Column L) and Column BB (TAXES) value (INR) will be added to the converted values.
Note on K135: gepadmin: 1. If you choose "Full Conversion" then Column BA (AMOUNT) and Column BB (TAXES) BOTH values will be convert based on selected Currency in (Column L). 2. If you choose "Partial Conversion" then Column BA (AMOUNT) only will be converted based on selected currency (Column L) and Column BB (TAXES) value (INR) will be added to the converted values.
Note on K137: gepadmin: 1. If you choose "Full Conversion" then Column BA (AMOUNT) and Column BB (TAXES) BOTH values will be convert based on selected Currency in (Column L). 2. If you choose "Partial Conversion" then Column BA (AMOUNT) only will be converted based on selected currency (Column L) and Column BB (TAXES) value (INR) will be added to the converted values.
Note on K138: gepadmin: 1. If you choose "Full Conversion" then Column BA (AMOUNT) and Column BB (TAXES) BOTH values will be convert based on selected Currency in (Column L). 2. If you choose "Partial Conversion" then Column BA (AMOUNT) only will be converted based on selected currency (Column L) and Column BB (TAXES) value (INR) will be added to the converted values.
Note on K140: gepadmin: 1. If you choose "Full Conversion" then Column BA (AMOUNT) and Column BB (TAXES) BOTH values will be convert based on selected Currency in (Column L). 2. If you choose "Partial Conversion" then Column BA (AMOUNT) only will be converted based on selected currency (Column L) and Column BB (TAXES) value (INR) will be added to the converted values.
Note on K141: gepadmin: 1. If you choose "Full Conversion" then Column BA (AMOUNT) and Column BB (TAXES) BOTH values will be convert based on selected Currency in (Column L). 2. If you choose "Partial Conversion" then Column BA (AMOUNT) only will be converted based on selected currency (Column L) and Column BB (TAXES) value (INR) will be added to the converted values.
Note on K143: gepadmin: 1. If you choose "Full Conversion" then Column BA (AMOUNT) and Column BB (TAXES) BOTH values will be convert based on selected Currency in (Column L). 2. If you choose "Partial Conversion" then Column BA (AMOUNT) only will be converted based on selected currency (Column L) and Column BB (TAXES) value (INR) will be added to the converted values.
Note on K144: gepadmin: 1. If you choose "Full Conversion" then Column BA (AMOUNT) and Column BB (TAXES) BOTH values will be convert based on selected Currency in (Column L). 2. If you choose "Partial Conversion" then Column BA (AMOUNT) only will be converted based on selected currency (Column L) and Column BB (TAXES) value (INR) will be added to the converted values.
Note on K145: gepadmin: 1. If you choose "Full Conversion" then Column BA (AMOUNT) and Column BB (TAXES) BOTH values will be convert based on selected Currency in (Column L). 2. If you choose "Partial Conversion" then Column BA (AMOUNT) only will be converted based on selected currency (Column L) and Column BB (TAXES) value (INR) will be added to the converted values.
Note on K147: gepadmin: 1. If you choose "Full Conversion" then Column BA (AMOUNT) and Column BB (TAXES) BOTH values will be convert based on selected Currency in (Column L). 2. If you choose "Partial Conversion" then Column BA (AMOUNT) only will be converted based on selected currency (Column L) and Column BB (TAXES) value (INR) will be added to the converted values.
Note on K148: gepadmin: 1. If you choose "Full Conversion" then Column BA (AMOUNT) and Column BB (TAXES) BOTH values will be convert based on selected Currency in (Column L). 2. If you choose "Partial Conversion" then Column BA (AMOUNT) only will be converted based on selected currency (Column L) and Column BB (TAXES) value (INR) will be added to the converted values.
Note on K150: gepadmin: 1. If you choose "Full Conversion" then Column BA (AMOUNT) and Column BB (TAXES) BOTH values will be convert based on selected Currency in (Column L). 2. If you choose "Partial Conversion" then Column BA (AMOUNT) only will be converted based on selected currency (Column L) and Column BB (TAXES) value (INR) will be added to the converted values.
Note on K151: gepadmin: 1. If you choose "Full Conversion" then Column BA (AMOUNT) and Column BB (TAXES) BOTH values will be convert based on selected Currency in (Column L). 2. If you choose "Partial Conversion" then Column BA (AMOUNT) only will be converted based on selected currency (Column L) and Column BB (TAXES) value (INR) will be added to the converted values.
Note on K152: gepadmin: 1. If you choose "Full Conversion" then Column BA (AMOUNT) and Column BB (TAXES) BOTH values will be convert based on selected Currency in (Column L). 2. If you choose "Partial Conversion" then Column BA (AMOUNT) only will be converted based on selected currency (Column L) and Column BB (TAXES) value (INR) will be added to the converted values.
Note on K155: gepadmin: 1. If you choose "Full Conversion" then Column BA (AMOUNT) and Column BB (TAXES) BOTH values will be convert based on selected Currency in (Column L). 2. If you choose "Partial Conversion" then Column BA (AMOUNT) only will be converted based on selected currency (Column L) and Column BB (TAXES) value (INR) will be added to the converted values.
Note on K156: gepadmin: 1. If you choose "Full Conversion" then Column BA (AMOUNT) and Column BB (TAXES) BOTH values will be convert based on selected Currency in (Column L). 2. If you choose "Partial Conversion" then Column BA (AMOUNT) only will be converted based on selected currency (Column L) and Column BB (TAXES) value (INR) will be added to the converted values.
Note on K158: gepadmin: 1. If you choose "Full Conversion" then Column BA (AMOUNT) and Column BB (TAXES) BOTH values will be convert based on selected Currency in (Column L). 2. If you choose "Partial Conversion" then Column BA (AMOUNT) only will be converted based on selected currency (Column L) and Column BB (TAXES) value (INR) will be added to the converted values.
Note on K159: gepadmin: 1. If you choose "Full Conversion" then Column BA (AMOUNT) and Column BB (TAXES) BOTH values will be convert based on selected Currency in (Column L). 2. If you choose "Partial Conversion" then Column BA (AMOUNT) only will be converted based on selected currency (Column L) and Column BB (TAXES) value (INR) will be added to the converted values.
Note on K160: gepadmin: 1. If you choose "Full Conversion" then Column BA (AMOUNT) and Column BB (TAXES) BOTH values will be convert based on selected Currency in (Column L). 2. If you choose "Partial Conversion" then Column BA (AMOUNT) only will be converted based on selected currency (Column L) and Column BB (TAXES) value (INR) will be added to the converted values.
Note on K164: gepadmin: 1. If you choose "Full Conversion" then Column BA (AMOUNT) and Column BB (TAXES) BOTH values will be convert based on selected Currency in (Column L). 2. If you choose "Partial Conversion" then Column BA (AMOUNT) only will be converted based on selected currency (Column L) and Column BB (TAXES) value (INR) will be added to the converted values.
Note on K165: gepadmin: 1. If you choose "Full Conversion" then Column BA (AMOUNT) and Column BB (TAXES) BOTH values will be convert based on selected Currency in (Column L). 2. If you choose "Partial Conversion" then Column BA (AMOUNT) only will be converted based on selected currency (Column L) and Column BB (TAXES) value (INR) will be added to the converted values.
Note on K167: gepadmin: 1. If you choose "Full Conversion" then Column BA (AMOUNT) and Column BB (TAXES) BOTH values will be convert based on selected Currency in (Column L). 2. If you choose "Partial Conversion" then Column BA (AMOUNT) only will be converted based on selected currency (Column L) and Column BB (TAXES) value (INR) will be added to the converted values.
Note on K168: gepadmin: 1. If you choose "Full Conversion" then Column BA (AMOUNT) and Column BB (TAXES) BOTH values will be convert based on selected Currency in (Column L). 2. If you choose "Partial Conversion" then Column BA (AMOUNT) only will be converted based on selected currency (Column L) and Column BB (TAXES) value (INR) will be added to the converted values.
Note on K169: gepadmin: 1. If you choose "Full Conversion" then Column BA (AMOUNT) and Column BB (TAXES) BOTH values will be convert based on selected Currency in (Column L). 2. If you choose "Partial Conversion" then Column BA (AMOUNT) only will be converted based on selected currency (Column L) and Column BB (TAXES) value (INR) will be added to the converted values.
Note on K171: gepadmin: 1. If you choose "Full Conversion" then Column BA (AMOUNT) and Column BB (TAXES) BOTH values will be convert based on selected Currency in (Column L). 2. If you choose "Partial Conversion" then Column BA (AMOUNT) only will be converted based on selected currency (Column L) and Column BB (TAXES) value (INR) will be added to the converted values.
Note on K172: gepadmin: 1. If you choose "Full Conversion" then Column BA (AMOUNT) and Column BB (TAXES) BOTH values will be convert based on selected Currency in (Column L). 2. If you choose "Partial Conversion" then Column BA (AMOUNT) only will be converted based on selected currency (Column L) and Column BB (TAXES) value (INR) will be added to the converted values.
Note on K174: gepadmin: 1. If you choose "Full Conversion" then Column BA (AMOUNT) and Column BB (TAXES) BOTH values will be convert based on selected Currency in (Column L). 2. If you choose "Partial Conversion" then Column BA (AMOUNT) only will be converted based on selected currency (Column L) and Column BB (TAXES) value (INR) will be added to the converted values.
Note on K175: gepadmin: 1. If you choose "Full Conversion" then Column BA (AMOUNT) and Column BB (TAXES) BOTH values will be convert based on selected Currency in (Column L). 2. If you choose "Partial Conversion" then Column BA (AMOUNT) only will be converted based on selected currency (Column L) and Column BB (TAXES) value (INR) will be added to the converted values.
Note on K176: gepadmin: 1. If you choose "Full Conversion" then Column BA (AMOUNT) and Column BB (TAXES) BOTH values will be convert based on selected Currency in (Column L). 2. If you choose "Partial Conversion" then Column BA (AMOUNT) only will be converted based on selected currency (Column L) and Column BB (TAXES) value (INR) will be added to the converted values.
Note on K177: gepadmin: 1. If you choose "Full Conversion" then Column BA (AMOUNT) and Column BB (TAXES) BOTH values will be convert based on selected Currency in (Column L). 2. If you choose "Partial Conversion" then Column BA (AMOUNT) only will be converted based on selected currency (Column L) and Column BB (TAXES) value (INR) will be added to the converted values.
Note on K178: gepadmin: 1. If you choose "Full Conversion" then Column BA (AMOUNT) and Column BB (TAXES) BOTH values will be convert based on selected Currency in (Column L). 2. If you choose "Partial Conversion" then Column BA (AMOUNT) only will be converted based on selected currency (Column L) and Column BB (TAXES) value (INR) will be added to the converted values.
Note on K179: gepadmin: 1. If you choose "Full Conversion" then Column BA (AMOUNT) and Column BB (TAXES) BOTH values will be convert based on selected Currency in (Column L). 2. If you choose "Partial Conversion" then Column BA (AMOUNT) only will be converted based on selected currency (Column L) and Column BB (TAXES) value (INR) will be added to the converted values.
Note on K181: gepadmin: 1. If you choose "Full Conversion" then Column BA (AMOUNT) and Column BB (TAXES) BOTH values will be convert based on selected Currency in (Column L). 2. If you choose "Partial Conversion" then Column BA (AMOUNT) only will be converted based on selected currency (Column L) and Column BB (TAXES) value (INR) will be added to the converted values.
Note on K182: gepadmin: 1. If you choose "Full Conversion" then Column BA (AMOUNT) and Column BB (TAXES) BOTH values will be convert based on selected Currency in (Column L). 2. If you choose "Partial Conversion" then Column BA (AMOUNT) only will be converted based on selected currency (Column L) and Column BB (TAXES) value (INR) will be added to the converted values.
Note on K184: gepadmin: 1. If you choose "Full Conversion" then Column BA (AMOUNT) and Column BB (TAXES) BOTH values will be convert based on selected Currency in (Column L). 2. If you choose "Partial Conversion" then Column BA (AMOUNT) only will be converted based on selected currency (Column L) and Column BB (TAXES) value (INR) will be added to the converted values.
Note on K185: gepadmin: 1. If you choose "Full Conversion" then Column BA (AMOUNT) and Column BB (TAXES) BOTH values will be convert based on selected Currency in (Column L). 2. If you choose "Partial Conversion" then Column BA (AMOUNT) only will be converted based on selected currency (Column L) and Column BB (TAXES) value (INR) will be added to the converted values.
Note on K186: gepadmin: 1. If you choose "Full Conversion" then Column BA (AMOUNT) and Column BB (TAXES) BOTH values will be convert based on selected Currency in (Column L). 2. If you choose "Partial Conversion" then Column BA (AMOUNT) only will be converted based on selected currency (Column L) and Column BB (TAXES) value (INR) will be added to the converted values.
Note on K187: gepadmin: 1. If you choose "Full Conversion" then Column BA (AMOUNT) and Column BB (TAXES) BOTH values will be convert based on selected Currency in (Column L). 2. If you choose "Partial Conversion" then Column BA (AMOUNT) only will be converted based on selected currency (Column L) and Column BB (TAXES) value (INR) will be added to the converted values.
Note on K192: gepadmin: 1. If you choose "Full Conversion" then Column BA (AMOUNT) and Column BB (TAXES) BOTH values will be convert based on selected Currency in (Column L). 2. If you choose "Partial Conversion" then Column BA (AMOUNT) only will be converted based on selected currency (Column L) and Column BB (TAXES) value (INR) will be added to the converted values.
Note on K193: gepadmin: 1. If you choose "Full Conversion" then Column BA (AMOUNT) and Column BB (TAXES) BOTH values will be convert based on selected Currency in (Column L). 2. If you choose "Partial Conversion" then Column BA (AMOUNT) only will be converted based on selected currency (Column L) and Column BB (TAXES) value (INR) will be added to the converted values.
Note on K196: gepadmin: 1. If you choose "Full Conversion" then Column BA (AMOUNT) and Column BB (TAXES) BOTH values will be convert based on selected Currency in (Column L). 2. If you choose "Partial Conversion" then Column BA (AMOUNT) only will be converted based on selected currency (Column L) and Column BB (TAXES) value (INR) will be added to the converted values.
Note on K197: gepadmin: 1. If you choose "Full Conversion" then Column BA (AMOUNT) and Column BB (TAXES) BOTH values will be convert based on selected Currency in (Column L). 2. If you choose "Partial Conversion" then Column BA (AMOUNT) only will be converted based on selected currency (Column L) and Column BB (TAXES) value (INR) will be added to the converted values.
Note on K198: gepadmin: 1. If you choose "Full Conversion" then Column BA (AMOUNT) and Column BB (TAXES) BOTH values will be convert based on selected Currency in (Column L). 2. If you choose "Partial Conversion" then Column BA (AMOUNT) only will be converted based on selected currency (Column L) and Column BB (TAXES) value (INR) will be added to the converted values.
Note on K199: gepadmin: 1. If you choose "Full Conversion" then Column BA (AMOUNT) and Column BB (TAXES) BOTH values will be convert based on selected Currency in (Column L). 2. If you choose "Partial Conversion" then Column BA (AMOUNT) only will be converted based on selected currency (Column L) and Column BB (TAXES) value (INR) will be added to the converted values.
Note on K200: gepadmin: 1. If you choose "Full Conversion" then Column BA (AMOUNT) and Column BB (TAXES) BOTH values will be convert based on selected Currency in (Column L). 2. If you choose "Partial Conversion" then Column BA (AMOUNT) only will be converted based on selected currency (Column L) and Column BB (TAXES) value (INR) will be added to the converted values.
Note on K201: gepadmin: 1. If you choose "Full Conversion" then Column BA (AMOUNT) and Column BB (TAXES) BOTH values will be convert based on selected Currency in (Column L). 2. If you choose "Partial Conversion" then Column BA (AMOUNT) only will be converted based on selected currency (Column L) and Column BB (TAXES) value (INR) will be added to the converted values.
Note on K202: gepadmin: 1. If you choose "Full Conversion" then Column BA (AMOUNT) and Column BB (TAXES) BOTH values will be convert based on selected Currency in (Column L). 2. If you choose "Partial Conversion" then Column BA (AMOUNT) only will be converted based on selected currency (Column L) and Column BB (TAXES) value (INR) will be added to the converted values.
Note on K203: gepadmin: 1. If you choose "Full Conversion" then Column BA (AMOUNT) and Column BB (TAXES) BOTH values will be convert based on selected Currency in (Column L). 2. If you choose "Partial Conversion" then Column BA (AMOUNT) only will be converted based on selected currency (Column L) and Column BB (TAXES) value (INR) will be added to the converted values.
Note on K204: gepadmin: 1. If you choose "Full Conversion" then Column BA (AMOUNT) and Column BB (TAXES) BOTH values will be convert based on selected Currency in (Column L). 2. If you choose "Partial Conversion" then Column BA (AMOUNT) only will be converted based on selected currency (Column L) and Column BB (TAXES) value (INR) will be added to the converted values.
Note on K205: gepadmin: 1. If you choose "Full Conversion" then Column BA (AMOUNT) and Column BB (TAXES) BOTH values will be convert based on selected Currency in (Column L). 2. If you choose "Partial Conversion" then Column BA (AMOUNT) only will be converted based on selected currency (Column L) and Column BB (TAXES) value (INR) will be added to the converted values.
Note on K206: gepadmin: 1. If you choose "Full Conversion" then Column BA (AMOUNT) and Column BB (TAXES) BOTH values will be convert based on selected Currency in (Column L). 2. If you choose "Partial Conversion" then Column BA (AMOUNT) only will be converted based on selected currency (Column L) and Column BB (TAXES) value (INR) will be added to the converted values.
Note on K207: gepadmin: 1. If you choose "Full Conversion" then Column BA (AMOUNT) and Column BB (TAXES) BOTH values will be convert based on selected Currency in (Column L). 2. If you choose "Partial Conversion" then Column BA (AMOUNT) only will be converted based on selected currency (Column L) and Column BB (TAXES) value (INR) will be added to the converted values.
Note on K208: gepadmin: 1. If you choose "Full Conversion" then Column BA (AMOUNT) and Column BB (TAXES) BOTH values will be convert based on selected Currency in (Column L). 2. If you choose "Partial Conversion" then Column BA (AMOUNT) only will be converted based on selected currency (Column L) and Column BB (TAXES) value (INR) will be added to the converted values.
Note on K210: gepadmin: 1. If you choose "Full Conversion" then Column BA (AMOUNT) and Column BB (TAXES) BOTH values will be convert based on selected Currency in (Column L). 2. If you choose "Partial Conversion" then Column BA (AMOUNT) only will be converted based on selected currency (Column L) and Column BB (TAXES) value (INR) will be added to the converted values.
Note on K211: gepadmin: 1. If you choose "Full Conversion" then Column BA (AMOUNT) and Column BB (TAXES) BOTH values will be convert based on selected Currency in (Column L). 2. If you choose "Partial Conversion" then Column BA (AMOUNT) only will be converted based on selected currency (Column L) and Column BB (TAXES) value (INR) will be added to the converted values.
Note on K212: gepadmin: 1. If you choose "Full Conversion" then Column BA (AMOUNT) and Column BB (TAXES) BOTH values will be convert based on selected Currency in (Column L). 2. If you choose "Partial Conversion" then Column BA (AMOUNT) only will be converted based on selected currency (Column L) and Column BB (TAXES) value (INR) will be added to the converted values.
Note on K213: gepadmin: 1. If you choose "Full Conversion" then Column BA (AMOUNT) and Column BB (TAXES) BOTH values will be convert based on selected Currency in (Column L). 2. If you choose "Partial Conversion" then Column BA (AMOUNT) only will be converted based on selected currency (Column L) and Column BB (TAXES) value (INR) will be added to the converted values.
Note on K221: gepadmin: 1. If you choose "Full Conversion" then Column BA (AMOUNT) and Column BB (TAXES) BOTH values will be convert based on selected Currency in (Column L). 2. If you choose "Partial Conversion" then Column BA (AMOUNT) only will be converted based on selected currency (Column L) and Column BB (TAXES) value (INR) will be added to the converted values.
Note on K222: gepadmin: 1. If you choose "Full Conversion" then Column BA (AMOUNT) and Column BB (TAXES) BOTH values will be convert based on selected Currency in (Column L). 2. If you choose "Partial Conversion" then Column BA (AMOUNT) only will be converted based on selected currency (Column L) and Column BB (TAXES) value (INR) will be added to the converted values.
Note on K223: gepadmin: 1. If you choose "Full Conversion" then Column BA (AMOUNT) and Column BB (TAXES) BOTH values will be convert based on selected Currency in (Column L). 2. If you choose "Partial Conversion" then Column BA (AMOUNT) only will be converted based on selected currency (Column L) and Column BB (TAXES) value (INR) will be added to the converted values.
Note on K224: gepadmin: 1. If you choose "Full Conversion" then Column BA (AMOUNT) and Column BB (TAXES) BOTH values will be convert based on selected Currency in (Column L). 2. If you choose "Partial Conversion" then Column BA (AMOUNT) only will be converted based on selected currency (Column L) and Column BB (TAXES) value (INR) will be added to the converted values.
Note on K226: gepadmin: 1. If you choose "Full Conversion" then Column BA (AMOUNT) and Column BB (TAXES) BOTH values will be convert based on selected Currency in (Column L). 2. If you choose "Partial Conversion" then Column BA (AMOUNT) only will be converted based on selected currency (Column L) and Column BB (TAXES) value (INR) will be added to the converted values.
Note on K227: gepadmin: 1. If you choose "Full Conversion" then Column BA (AMOUNT) and Column BB (TAXES) BOTH values will be convert based on selected Currency in (Column L). 2. If you choose "Partial Conversion" then Column BA (AMOUNT) only will be converted based on selected currency (Column L) and Column BB (TAXES) value (INR) will be added to the converted values.
Note on K228: gepadmin: 1. If you choose "Full Conversion" then Column BA (AMOUNT) and Column BB (TAXES) BOTH values will be convert based on selected Currency in (Column L). 2. If you choose "Partial Conversion" then Column BA (AMOUNT) only will be converted based on selected currency (Column L) and Column BB (TAXES) value (INR) will be added to the converted values.
Note on K232: gepadmin: 1. If you choose "Full Conversion" then Column BA (AMOUNT) and Column BB (TAXES) BOTH values will be convert based on selected Currency in (Column L). 2. If you choose "Partial Conversion" then Column BA (AMOUNT) only will be converted based on selected currency (Column L) and Column BB (TAXES) value (INR) will be added to the converted values.
Note on K233: gepadmin: 1. If you choose "Full Conversion" then Column BA (AMOUNT) and Column BB (TAXES) BOTH values will be convert based on selected Currency in (Column L). 2. If you choose "Partial Conversion" then Column BA (AMOUNT) only will be converted based on selected currency (Column L) and Column BB (TAXES) value (INR) will be added to the converted values.
Note on K238: gepadmin: 1. If you choose "Full Conversion" then Column BA (AMOUNT) and Column BB (TAXES) BOTH values will be convert based on selected Currency in (Column L). 2. If you choose "Partial Conversion" then Column BA (AMOUNT) only will be converted based on selected currency (Column L) and Column BB (TAXES) value (INR) will be added to the converted values.
Note on K239: gepadmin: 1. If you choose "Full Conversion" then Column BA (AMOUNT) and Column BB (TAXES) BOTH values will be convert based on selected Currency in (Column L). 2. If you choose "Partial Conversion" then Column BA (AMOUNT) only will be converted based on selected currency (Column L) and Column BB (TAXES) value (INR) will be added to the converted values.
Note on K240: gepadmin: 1. If you choose "Full Conversion" then Column BA (AMOUNT) and Column BB (TAXES) BOTH values will be convert based on selected Currency in (Column L). 2. If you choose "Partial Conversion" then Column BA (AMOUNT) only will be converted based on selected currency (Column L) and Column BB (TAXES) value (INR) will be added to the converted values.
Note on K241: gepadmin: 1. If you choose "Full Conversion" then Column BA (AMOUNT) and Column BB (TAXES) BOTH values will be convert based on selected Currency in (Column L). 2. If you choose "Partial Conversion" then Column BA (AMOUNT) only will be converted based on selected currency (Column L) and Column BB (TAXES) value (INR) will be added to the converted values.
Note on K242: gepadmin: 1. If you choose "Full Conversion" then Column BA (AMOUNT) and Column BB (TAXES) BOTH values will be convert based on selected Currency in (Column L). 2. If you choose "Partial Conversion" then Column BA (AMOUNT) only will be converted based on selected currency (Column L) and Column BB (TAXES) value (INR) will be added to the converted values.
Note on K243: gepadmin: 1. If you choose "Full Conversion" then Column BA (AMOUNT) and Column BB (TAXES) BOTH values will be convert based on selected Currency in (Column L). 2. If you choose "Partial Conversion" then Column BA (AMOUNT) only will be converted based on selected currency (Column L) and Column BB (TAXES) value (INR) will be added to the converted values.
Note on K244: gepadmin: 1. If you choose "Full Conversion" then Column BA (AMOUNT) and Column BB (TAXES) BOTH values will be convert based on selected Currency in (Column L). 2. If you choose "Partial Conversion" then Column BA (AMOUNT) only will be converted based on selected currency (Column L) and Column BB (TAXES) value (INR) will be added to the converted values.
Note on K247: gepadmin: 1. If you choose "Full Conversion" then Column BA (AMOUNT) and Column BB (TAXES) BOTH values will be convert based on selected Currency in (Column L). 2. If you choose "Partial Conversion" then Column BA (AMOUNT) only will be converted based on selected currency (Column L) and Column BB (TAXES) value (INR) will be added to the converted values.
Note on K255: gepadmin: 1. If you choose "Full Conversion" then Column BA (AMOUNT) and Column BB (TAXES) BOTH values will be convert based on selected Currency in (Column L). 2. If you choose "Partial Conversion" then Column BA (AMOUNT) only will be converted based on selected currency (Column L) and Column BB (TAXES) value (INR) will be added to the converted values.
Note on K256: gepadmin: 1. If you choose "Full Conversion" then Column BA (AMOUNT) and Column BB (TAXES) BOTH values will be convert based on selected Currency in (Column L). 2. If you choose "Partial Conversion" then Column BA (AMOUNT) only will be converted based on selected currency (Column L) and Column BB (TAXES) value (INR) will be added to the converted values.
Note on K257: gepadmin: 1. If you choose "Full Conversion" then Column BA (AMOUNT) and Column BB (TAXES) BOTH values will be convert based on selected Currency in (Column L). 2. If you choose "Partial Conversion" then Column BA (AMOUNT) only will be converted based on selected currency (Column L) and Column BB (TAXES) value (INR) will be added to the converted values.
Note on K258: gepadmin: 1. If you choose "Full Conversion" then Column BA (AMOUNT) and Column BB (TAXES) BOTH values will be convert based on selected Currency in (Column L). 2. If you choose "Partial Conversion" then Column BA (AMOUNT) only will be converted based on selected currency (Column L) and Column BB (TAXES) value (INR) will be added to the converted values.
Note on K259: gepadmin: 1. If you choose "Full Conversion" then Column BA (AMOUNT) and Column BB (TAXES) BOTH values will be convert based on selected Currency in (Column L). 2. If you choose "Partial Conversion" then Column BA (AMOUNT) only will be converted based on selected currency (Column L) and Column BB (TAXES) value (INR) will be added to the converted values.
Note on K260: gepadmin: 1. If you choose "Full Conversion" then Column BA (AMOUNT) and Column BB (TAXES) BOTH values will be convert based on selected Currency in (Column L). 2. If you choose "Partial Conversion" then Column BA (AMOUNT) only will be converted based on selected currency (Column L) and Column BB (TAXES) value (INR) will be added to the converted values.
Note on K261: gepadmin: 1. If you choose "Full Conversion" then Column BA (AMOUNT) and Column BB (TAXES) BOTH values will be convert based on selected Currency in (Column L). 2. If you choose "Partial Conversion" then Column BA (AMOUNT) only will be converted based on selected currency (Column L) and Column BB (TAXES) value (INR) will be added to the converted values.
Note on K262: gepadmin: 1. If you choose "Full Conversion" then Column BA (AMOUNT) and Column BB (TAXES) BOTH values will be convert based on selected Currency in (Column L). 2. If you choose "Partial Conversion" then Column BA (AMOUNT) only will be converted based on selected currency (Column L) and Column BB (TAXES) value (INR) will be added to the converted values.
Note on K264: gepadmin: 1. If you choose "Full Conversion" then Column BA (AMOUNT) and Column BB (TAXES) BOTH values will be convert based on selected Currency in (Column L). 2. If you choose "Partial Conversion" then Column BA (AMOUNT) only will be converted based on selected currency (Column L) and Column BB (TAXES) value (INR) will be added to the converted values.
Note on K265: gepadmin: 1. If you choose "Full Conversion" then Column BA (AMOUNT) and Column BB (TAXES) BOTH values will be convert based on selected Currency in (Column L). 2. If you choose "Partial Conversion" then Column BA (AMOUNT) only will be converted based on selected currency (Column L) and Column BB (TAXES) value (INR) will be added to the converted values.
Note on K266: gepadmin: 1. If you choose "Full Conversion" then Column BA (AMOUNT) and Column BB (TAXES) BOTH values will be convert based on selected Currency in (Column L). 2. If you choose "Partial Conversion" then Column BA (AMOUNT) only will be converted based on selected currency (Column L) and Column BB (TAXES) value (INR) will be added to the converted values.
Note on K267: gepadmin: 1. If you choose "Full Conversion" then Column BA (AMOUNT) and Column BB (TAXES) BOTH values will be convert based on selected Currency in (Column L). 2. If you choose "Partial Conversion" then Column BA (AMOUNT) only will be converted based on selected currency (Column L) and Column BB (TAXES) value (INR) will be added to the converted values.
Note on K270: gepadmin: 1. If you choose "Full Conversion" then Column BA (AMOUNT) and Column BB (TAXES) BOTH values will be convert based on selected Currency in (Column L). 2. If you choose "Partial Conversion" then Column BA (AMOUNT) only will be converted based on selected currency (Column L) and Column BB (TAXES) value (INR) will be added to the converted values.
Note on K271: gepadmin: 1. If you choose "Full Conversion" then Column BA (AMOUNT) and Column BB (TAXES) BOTH values will be convert based on selected Currency in (Column L). 2. If you choose "Partial Conversion" then Column BA (AMOUNT) only will be converted based on selected currency (Column L) and Column BB (TAXES) value (INR) will be added to the converted values.
Note on K272: gepadmin: 1. If you choose "Full Conversion" then Column BA (AMOUNT) and Column BB (TAXES) BOTH values will be convert based on selected Currency in (Column L). 2. If you choose "Partial Conversion" then Column BA (AMOUNT) only will be converted based on selected currency (Column L) and Column BB (TAXES) value (INR) will be added to the converted values.
Note on K274: gepadmin: 1. If you choose "Full Conversion" then Column BA (AMOUNT) and Column BB (TAXES) BOTH values will be convert based on selected Currency in (Column L). 2. If you choose "Partial Conversion" then Column BA (AMOUNT) only will be converted based on selected currency (Column L) and Column BB (TAXES) value (INR) will be added to the converted values.
Note on K275: gepadmin: 1. If you choose "Full Conversion" then Column BA (AMOUNT) and Column BB (TAXES) BOTH values will be convert based on selected Currency in (Column L). 2. If you choose "Partial Conversion" then Column BA (AMOUNT) only will be converted based on selected currency (Column L) and Column BB (TAXES) value (INR) will be added to the converted values.
Note on K276: gepadmin: 1. If you choose "Full Conversion" then Column BA (AMOUNT) and Column BB (TAXES) BOTH values will be convert based on selected Currency in (Column L). 2. If you choose "Partial Conversion" then Column BA (AMOUNT) only will be converted based on selected currency (Column L) and Column BB (TAXES) value (INR) will be added to the converted values.
Note on K277: gepadmin: 1. If you choose "Full Conversion" then Column BA (AMOUNT) and Column BB (TAXES) BOTH values will be convert based on selected Currency in (Column L). 2. If you choose "Partial Conversion" then Column BA (AMOUNT) only will be converted based on selected currency (Column L) and Column BB (TAXES) value (INR) will be added to the converted values.
Note on K278: gepadmin: 1. If you choose "Full Conversion" then Column BA (AMOUNT) and Column BB (TAXES) BOTH values will be convert based on selected Currency in (Column L). 2. If you choose "Partial Conversion" then Column BA (AMOUNT) only will be converted based on selected currency (Column L) and Column BB (TAXES) value (INR) will be added to the converted values.
Note on K279: gepadmin: 1. If you choose "Full Conversion" then Column BA (AMOUNT) and Column BB (TAXES) BOTH values will be convert based on selected Currency in (Column L). 2. If you choose "Partial Conversion" then Column BA (AMOUNT) only will be converted based on selected currency (Column L) and Column BB (TAXES) value (INR) will be added to the converted values.
Note on K282: gepadmin: 1. If you choose "Full Conversion" then Column BA (AMOUNT) and Column BB (TAXES) BOTH values will be convert based on selected Currency in (Column L). 2. If you choose "Partial Conversion" then Column BA (AMOUNT) only will be converted based on selected currency (Column L) and Column BB (TAXES) value (INR) will be added to the converted values.
Note on K283: gepadmin: 1. If you choose "Full Conversion" then Column BA (AMOUNT) and Column BB (TAXES) BOTH values will be convert based on selected Currency in (Column L). 2. If you choose "Partial Conversion" then Column BA (AMOUNT) only will be converted based on selected currency (Column L) and Column BB (TAXES) value (INR) will be added to the converted values.
Note on K288: gepadmin: 1. If you choose "Full Conversion" then Column BA (AMOUNT) and Column BB (TAXES) BOTH values will be convert based on selected Currency in (Column L). 2. If you choose "Partial Conversion" then Column BA (AMOUNT) only will be converted based on selected currency (Column L) and Column BB (TAXES) value (INR) will be added to the converted values.
Note on K289: gepadmin: 1. If you choose "Full Conversion" then Column BA (AMOUNT) and Column BB (TAXES) BOTH values will be convert based on selected Currency in (Column L). 2. If you choose "Partial Conversion" then Column BA (AMOUNT) only will be converted based on selected currency (Column L) and Column BB (TAXES) value (INR) will be added to the converted values.
Note on K291: gepadmin: 1. If you choose "Full Conversion" then Column BA (AMOUNT) and Column BB (TAXES) BOTH values will be convert based on selected Currency in (Column L). 2. If you choose "Partial Conversion" then Column BA (AMOUNT) only will be converted based on selected currency (Column L) and Column BB (TAXES) value (INR) will be added to the converted values.
Note on K294: gepadmin: 1. If you choose "Full Conversion" then Column BA (AMOUNT) and Column BB (TAXES) BOTH values will be convert based on selected Currency in (Column L). 2. If you choose "Partial Conversion" then Column BA (AMOUNT) only will be converted based on selected currency (Column L) and Column BB (TAXES) value (INR) will be added to the converted values.
Note on K298: gepadmin: 1. If you choose "Full Conversion" then Column BA (AMOUNT) and Column BB (TAXES) BOTH values will be convert based on selected Currency in (Column L). 2. If you choose "Partial Conversion" then Column BA (AMOUNT) only will be converted based on selected currency (Column L) and Column BB (TAXES) value (INR) will be added to the converted values.
Note on K263: gepadmin: 1. If you choose "Full Conversion" then Column BA (AMOUNT) and Column BB (TAXES) BOTH values will be convert based on selected Currency in (Column L). 2. If you choose "Partial Conversion" then Column BA (AMOUNT) only will be converted based on selected currency (Column L) and Column BB (TAXES) value (INR) will be added to the converted values.

## Macros
Please Enable Macros to View BoQ information