## BoQ1 (hidden)
Percentage BoQ
BoQ_Ver3.0 | Percentage | Normal | INR Only | INR
Select, At Par, Excess (+), Less (-) |  | IOCL
Tender Inviting Authority: The Additional Chief Engineer, W.B.P.H&.I.D.Corpn. Ltd.
Name of Work: Renovation and up-gradation of Police Station at Taratala K.P.
Contract No: WBPHIDCL/ACE/NIT- 109(e)/2018-2019 (1st Call) for Sl. No. 2
Bidder Name :
PRICE SCHEDULE (This BOQ template must not be modified/replaced by the bidder and the same should be uploaded after filling the relevent columns, else the bidder is liable to be rejected for this tender. Bidders are allowed to enter the Bidder Name and Values only )
NUMBER # | TEXT # | TEXT # | NUMBER # | TEXT # | NUMBER | NUMBER | TEXT | TEXT # | NUMBER # | TEXT# | TEXT # | NUMBER # | NUMBER | NUMBER | NUMBER | NUMBER | TEXT | TEXT | NUMBER | NUMBER | NUMBER | NUMBER | TEXT | TEXT | NUMBER | NUMBER | NUMBER | NUMBER | TEXT | TEXT | NUMBER | NUMBER | NUMBER | NUMBER | TEXT | TEXT | NUMBER | NUMBER | NUMBER | NUMBER | TEXT | TEXT | NUMBER | NUMBER | NUMBER # | NUMBER # | TEXT | TEXT | NUMBER # | NUMBER # | DATE | NUMBER # | NUMBER # | TEXT #
Sl. No. | Item Description | Item Code / Make | Quantity | Units | Estimated Rate |  |  | Addition / Deduction | Addition / Deduction Values | Currency Convertion against each Item | Quoted Currency in INR / Other Currency | BASIC RATE In Figures To be entered by the Bidder Rs. P | Excise Duty | VAT | Freight Charges ( Unloading & Stacking) | Any Other Taxes/Duties/Levies |  |  | Other Taxes 2 | IIIrd Party i.e DGS&D / RITES etc Inspection Charges @0.34%+Service Tax | Less for Cenvat Credit,if any respect of Supplies Under full Excise Duty Category | [30 empty] | TOTAL AMOUNT With Taxes | TOTAL AMOUNT With Taxes | TOTAL AMOUNT In Words
1 | 2 | 3 | 4 | 5 | 6 | 7 | 8 | 9 | 10 | 11 | 12 | 13 | 14 | 15 | 16 | 17 | 18 | 19 | 20 | 21 | 22 | 23 | 24 | 25 | 26 | 27 | 28 | 29 | 30 | 31 | 32 | 33 | 34 | 35 | 36 | 37 | 38 | 39 | 40 | 41 | 42 | 43 | 44 | 45 | 46 | 47 | 48 | 49 | 50 | 51 | 52 | 53 | 54 | 55
1 | Civil work for Quarter | BI01010001010000000000000515BI0100001112 | [56 empty] | 1 | Construction of chamber for 100mm sluices valve | item1 | 10 | 1 Nos
2 | Dismantling all types of plain cement concrete works stacking serviceable materials at site and removing rubbish as directed within a lead of 75 m. Upto 150 mm thick a). In ground floor including roof. | BI01010001010000000000000515BI0100001113 | 11.5 | Cu.M. | 1062.1968 |  |  | Excess(+) | 1 | Full Conversion | INR | [40 empty] | 12215.2632 | 12215.2632 | INR Twelve Thousand Two Hundred & Fifteen and Paise Twenty Six Only | 939 | 119.27 | 134.9182 | 1062.1968 | 1.02 | Construction of chamber for 100mm sluice plates | item2 | 213 | Nos
3 | Dismantling all types of masonry excepting cement concrete plain or reinforced, stacking serviceable materials at site and removing rubbish as directed within a lead of 75 m. a). In ground floor including roof. | BI01010001010000000000000515BI0100001114 | 3.834 | Cu.M. | 505.6464 |  |  | Excess(+) | 1 | Full Conversion | INR | [40 empty] | 1938.6483 | 1938.6483 | INR One Thousand Nine Hundred & Thirty Eight and Paise Sixty Five Only | 447 | 24 | 27.1488 | 505.6464 | 3 | Supplying, Conveying and fixing spls. Including ea | item4 | 10 | Nos
4 | Dismantling all types of masonry excepting cement concrete plain or reinforced, stacking serviceable materials at site and removing rubbish as directed within a lead of 75 m. b). In 1st Floor | BI01010001010000000000000515BI0100001115 | 3.834 | Cu.M. | 562.2064 |  |  | Excess(+) | 1 | Full Conversion | INR | [40 empty] | 2155.4993 | 2155.4993 | INR Two Thousand One Hundred & Fifty Five and Paise Fifty Only | 497 | 110 | 124.432 | 562.2064 | 1.01 | Supplying, Conveying and fixing spls. Including eart | item1 | 123.223 | Nos
5 | Single Brick Flat Soling of picked jhama bricks including ramming and dressing bed to proper level and filling joints with local sand. c). In 2nd Floor | BI01010001010000000000000515BI0100001116 | 3.834 | Cu.M. | 618.7664 |  |  | Excess(+) | 1 | Full Conversion | INR | [40 empty] | 2372.3504 | 2372.3504 | INR Two Thousand Three Hundred & Seventy Two and Paise Thirty Five Only | 547 | 633.27 | 716.355 | 618.7664 | 1.02 | Construction of chamber for 100mm sluice plates | item2 | 213 | Nos
6 | Dismantling R.C. floor, roof, beams etc. including cutting rods and removing rubbish as directed within a lead of 75 m. including stacking of steel bars. a). In ground floor including roof. | BI01010001010000000000000515BI0100001117 | 10.567 | Cu.M. | 2212.6272 |  |  | Excess(+) | 1 | Full Conversion | INR | [40 empty] | 23380.8316 | 23380.8316 | INR Twenty Three Thousand Three Hundred & Eighty and Paise Eighty Three Only | 1956 | 324 | 366.5088 | 2212.6272 | 2 | Construction of chamber for 100mm sluices valve | item3 | 10 | Nos
7 | Dismantling R.C. floor, roof, beams etc. including cutting rods and removing rubbish as directed within a lead of 75 m. including stacking of steel bars. b). In 1st Floor | BI01010001010000000000000515BI0100001118 | 10.567 | Cu.M. | 2269.1872 |  |  | Excess(+) | 1 | Full Conversion | INR | [40 empty] | 23978.5011 | 23978.5011 | INR Twenty Three Thousand Nine Hundred & Seventy Eight and Paise Fifty Only | 2006 | 4006 | 4531.5872 | 2269.1872 | 3 | Supplying, Conveying and fixing spls. Including ea | item4 | 10 | Nos
8 | Dismantling R.C. floor, roof, beams etc. including cutting rods and removing rubbish as directed within a lead of 75 m. including stacking of steel bars. c). In 2nd Floor | BI01010001010000000000000515BI0100001119 | 9.567 | Cu.M. | 2325.7472 |  |  | Excess(+) | 1 | Full Conversion | INR | [40 empty] | 22250.4235 | 22250.4235 | INR Twenty Two Thousand Two Hundred & Fifty and Paise Forty Two Only | 2056 | 5702 | 6450.1024 | 2325.7472 | 1.01 | Supplying, Conveying and fixing spls. Including eart | item1 | 123.223 | Nos
9 | Taking out old damaged tarfelt from the roof, parapet etc. preparing the roof surfaces by removing all spoils, blisters, moss etc. from the working site and disposal of the same beyond the compound and cleaning the site in all respect as per direction of Engineer-in-Charge | BI01010001010000000000000515BI0100001120 | 285.45 | Sq.M. | 13.5744 |  |  | Excess(+) | 1 | Full Conversion | INR | [40 empty] | 3874.8125 | 3874.8125 | INR Three Thousand Eight Hundred & Seventy Four and Paise Eighty One Only | 12 | 5797 | 6557.5664 | 13.5744 | 1.02 | Construction of chamber for 100mm sluice plates | item2 | 213 | Nos
10 | Stripping off worn out plaster and raking out joints of walls, celings etc. upto any height and in any floor including removing rubbish within a lead of 75m as directed. | BI01010001010000000000000515BI0100001121 | 2163.5 | Sq.M. | 21.4928 |  |  | Excess(+) | 1 | Full Conversion | INR | [40 empty] | 46499.6728 | 46499.6728 | INR Forty Six Thousand Four Hundred & Ninety Nine and Paise Sixty Seven Only | 19 | 5892 | 6665.0304 | 21.4928 | 2 | Construction of chamber for 100mm sluices valve | item3 | 10 | Nos
11 | Removal of rubbish,earth etc. from the working site and disposal of the same beyond the compound, in conformity with the Municipal / Corporation Rules for such disposal, loading into truck and cleaning the site in all respect as per direction of Engineer in charge | BI01010001010000000000000515BI0100001122 | 96.973 | Cu.M. | 187.7792 |  |  | Excess(+) | 1 | Full Conversion | INR | [40 empty] | 18209.5124 | 18209.5124 | INR Eighteen Thousand Two Hundred & Nine and Paise Fifty One Only | 166 | 5987 | 6772.4944 | 187.7792 | 1.01 | Supplying, Conveying and fixing spls. Including eart | item1 | 123.223 | Nos
12 | Uprooting and removing plants from the surface of walls parapet etc and making good damages. (Repairing of damages to be paid separately). Medium size plant of girth of exposed stem above 75 mm. but not exceeding 150 mm. lift upto 6 mtr. | BI01010001010000000000000515BI0100001123 | 40 | Each | 67.872 |  |  | Excess(+) | 1 | Full Conversion | INR | [40 empty] | 2714.88 | 2714.88 | INR Two Thousand Seven Hundred & Fourteen and Paise Eighty Eight Only | 60 | 6082 | 6879.9584 | 67.872 | 1.02 | Construction of chamber for 100mm sluice plates | item2 | 213 | Nos
13 | Welding in M.S. structural work with gas or electric Tack weld | BI01010001010000000000000515BI0100001124 | 2106.56 | Cm run | 10.1808 |  |  | Excess(+) | 1 | Full Conversion | INR | [40 empty] | 21446.466 | 21446.466 | INR Twenty One Thousand Four Hundred & Forty Six and Paise Forty Seven Only | 9 | 363 | 410.6256 | 10.1808 | 2 | Construction of chamber for 100mm sluices valve | item3 | 10 | Nos
14 | Taking out heavy iron grated door or window (jail pattern or existing) with locking arrangement after cutting out from walls and refixing the same including mending all damages.[Mending charges to be paid separately] | BI01010001010000000000000515BI0100001125 | 10.2 | Sq.M. | 256.7824 |  |  | Excess(+) | 1 | Full Conversion | INR | [40 empty] | 2619.1805 | 2619.1805 | INR Two Thousand Six Hundred & Nineteen and Paise Eighteen Only | 227 | 381 | 430.9872 | 256.7824 | 3 | Supplying, Conveying and fixing spls. Including ea | item4 | 10 | Nos
15 | Reparing collapsible gate by cutting out all rivets as necessary reassambling all members including welding pieces of channels, sraightening bent bars and rivetting with new rivets and fitting in position and painting two coats. | BI01010001010000000000000515BI0100001126 | 8.2 | Sq.M. | 428.7248 |  |  | Excess(+) | 1 | Full Conversion | INR | [40 empty] | 3515.5434 | 3515.5434 | INR Three Thousand Five Hundred & Fifteen and Paise Fifty Four Only | 379 | 399 | 451.3488 | 428.7248
16 | Easing and oiling, cleaning collapsible gate and repairing to locking arrangements | BI01010001010000000000000515BI0100001127 | 8.2 | Sq.M. | 19.2304 |  |  | Excess(+) | 1 | Full Conversion | INR | [40 empty] | 157.6893 | 157.6893 | INR One Hundred & Fifty Seven and Paise Sixty Nine Only | 17 | 417 | 471.7104 | 19.2304
17 | Taking out M.S. or W.I. Grills from wooden frame including cutting lugs from masonry wall and refitting the same and mending good damages after repairs. (Excluding the cost of necessary repair of damages) or doing any other necessary works. | BI01010001010000000000000515BI0100001128 | 80 | Each | 111.9888 |  |  | Excess(+) | 1 | Full Conversion | INR | [40 empty] | 8959.104 | 8959.104 | INR Eight Thousand Nine Hundred & Fifty Nine and Paise Ten Only | 99 | 435 | 492.072 | 111.9888
18 | Scraping of moss, blisters etc.thoroughly from exterior surface of walls necessitating the use of scraper, wire brush etc.(Payment against this item will be made only when this has been done on the specific direction of the Engineer-in-charge) | BI01010001010000000000000515BI0100001129 | 495.6 | Sq.M. | 7.9184 |  |  | Excess(+) | 1 | Full Conversion | INR | [40 empty] | 3924.359 | 3924.359 | INR Three Thousand Nine Hundred & Twenty Four and Paise Thirty Six Only | 7 | 73743 | 83418.0816 | 7.9184
19 | Removing loose scales, blisters etc. from old painted surface and thoroughly smoothening the surface to make the same suitable for receiving fresh coat of paint. | BI01010001010000000000000515BI0100001130 | 1000 | Sq.M. | 23.7552 |  |  | Excess(+) | 1 | Full Conversion | INR | [40 empty] | 23755.2 | 23755.2 | INR Twenty Three Thousand Seven Hundred & Fifty Five and Paise Twenty Only | 21 | 74173 | 83904.4976 | 23.7552
20 | Taking out old iron higes and fitting, fixing the same with new steel screws. 125 mm. Long butt hinge. | BI01010001010000000000000515BI0100001131 | 475 | Each | 18.0992 |  |  | Excess(+) | 1 | Full Conversion | INR | [40 empty] | 8597.12 | 8597.12 | INR Eight Thousand Five Hundred & Ninety Seven and Paise Twelve Only | 16 | 74603 | 84390.9136 | 18.0992
21 | Scraping and removing greasy soot from walls or ceiling of kitchen or similar smoke affected rooms and preparing the surface. | BI01010001010000000000000515BI0100001132 | 50 | Sq.M. | 12.4432 |  |  | Excess(+) | 1 | Full Conversion | INR | [40 empty] | 622.16 | 622.16 | INR Six Hundred & Twenty Two and Paise Sixteen Only | 11 | 75033 | 84877.3296 | 12.4432
22 | Repairing crack in wall by cement grouting (1 : 2) including widening the crack on the surface (into V section) cleaning and packing the same with cement mortar (1 : 2) andfinishing off to match with adjacent surface. (Cement-69 Kg/100 m) | BI01010001010000000000000515BI0100001133 | 1150.5 | Mtr. | 15.3843 |  |  | Excess(+) | 1 | Full Conversion | INR | [40 empty] | 17699.6602 | 17699.6602 | INR Seventeen Thousand Six Hundred & Ninety Nine and Paise Sixty Six Only | 13.6 | 75463 | 85363.7456 | 15.3843
23 | Anti-termite treatment to the soil under floor with chemical emulsion by admixing chloropyrofos emulsifiable concentrate (1% concentration) with water by weight including drilling vertically 12mm. dia holes at the junction of floor and wall at 300mm. interval to reach the soil below using hand operated pressure pump to squirt chemical emulsion into the pump to squirt chemical emulsion into the holes at the rate of one litre per hole. The holes shall be sealed after operation to match with the existing floor. The entire work is to be carried out as per specification laid down in para 4.3.1.4 of code I.S.-6313 (Part-III)- 1981. | BI01010001010000000000000515BI0100001134 | 285.2 | Sq.M. | 105.2016 |  |  | Excess(+) | 1 | Full Conversion | INR | [40 empty] | 30003.4963 | 30003.4963 | INR Thirty Thousand &Three and Paise Fifty Only | 93 | 5172 | 5850.5664 | 105.2016
24 | Guniting concrete surface with cement mortar (25 mm nominal thick) applied with compressor after cleaning surface and spraying with epoxy complete as per Technical specification. | BI01010001010000000000000515BI0100001135 | 170.57 | Sq.M. | 1045.2288 |  |  | Excess(+) | 1 | Full Conversion | INR | [40 empty] | 178284.6764 | 178284.6764 | INR One Lakh Seventy Eight Thousand Two Hundred & Eighty Four and Paise Sixty Eight Only | 924 | 5395 | 6102.824 | 1045.2288
25 | Cleaning the exposed reinforcement preferably upto full diameter by wire brush, applying two coats of polymer based rust removing compound left for 24 hours, removing the coating and then applying two (2) coats of polymer modified anti corrosive protective coating formulated to inhibit the corrosion of reinforcement as per manufacturer's specification] [Mode of measurement:The affected surface area of reinforcement shall be considered for payment] | BI01010001010000000000000515BI0100001136 | 33.04 | Sq.M. | 884.5984 |  |  | Excess(+) | 1 | Full Conversion | INR | [40 empty] | 29227.1311 | 29227.1311 | INR Twenty Nine Thousand Two Hundred & Twenty Seven and Paise Thirteen Only | 782 | 5506 | 6228.3872 | 884.5984
26 | Epoxy bonding of new concrete to old concrete | BI01010001010000000000000515BI0100001137 | 165.2 | Sq.M. | 584.8304 |  |  | Excess(+) | 1 | Full Conversion | INR | [40 empty] | 96613.9821 | 96613.9821 | INR Ninety Six Thousand Six Hundred & Thirteen and Paise Ninety Eight Only | 517 | 5617 | 6353.9504 | 584.8304
27 | Patching of damaged concrete surface with polymer concrete (25 mm nominal thick) and curing compounds, initiator and promoter, available in present formulations, to be applied as per instructions of manufacturer and as approved by the Engineer. | BI01010001010000000000000515BI0100001138 | 167.21 | Sq.M. | 1573.4992 |  |  | Excess(+) | 1 | Full Conversion | INR | [40 empty] | 263104.8012 | 263104.8012 | INR Two Lakh Sixty Three Thousand One Hundred & Four and Paise Eighty Only | 1391 | 5728 | 6479.5136 | 1573.4992
28 | Cleaning of exposed concrete surface of sticking material including loose and foreign material by sand blasting with coarse sand followed by and including cleaning with oil free air blast as per direction of Engineer in charge.(DSR -2016 P-425,V-2) | BI01010001010000000000000515BI0100001139 | 165.2 | Sq.M. | 285.7411 |  |  | Excess(+) | 1 | Full Conversion | INR | [40 empty] | 47204.433 | 47204.433 | INR Forty Seven Thousand Two Hundred & Four and Paise Forty Three Only | 252.6 | 5839 | 6605.0768 | 285.7411
29 | 125 mm. thick brick work with 1st class bricks in cement mortar (1:4) in ground floor. | BI01010001010000000000000515BI0100001140 | 70.908 | Sq.M. | 832.5632 |  |  | Excess(+) | 1 | Full Conversion | INR | [40 empty] | 59035.3914 | 59035.3914 | INR Fifty Nine Thousand &Thirty Five and Paise Thirty Nine Only | 736 | 674 | 762.4288 | 832.5632
30 | 125 mm. thick brick work with 1st class bricks in cement mortar (1:4) in b). In 1st Floor | BI01010001010000000000000515BI0100001141 | 20.908 | Sq.M. | 846.1376 |  |  | Excess(+) | 1 | Full Conversion | INR | [40 empty] | 17691.0449 | 17691.0449 | INR Seventeen Thousand Six Hundred & Ninety One and Paise Four Only | 748 | 686 | 776.0032 | 846.1376
31 | 125 mm. thick brick work with 1st class bricks in cement mortar (1:4) in c). In 2nd Floor | BI01010001010000000000000515BI0100001142 | 20.908 | Sq.M. | 859.712 |  |  | Excess(+) | 1 | Full Conversion | INR | [40 empty] | 17974.8585 | 17974.8585 | INR Seventeen Thousand Nine Hundred & Seventy Four and Paise Eighty Six Only | 760 | 698 | 789.5776 | 859.712
32 | Drilling suitable holes in reinforced or plain cement concrete with power driven drill machine to a minimum depth of 100mm upto 200mm in RCC beams, lintels, columns and slabs to introduce steel bars for sunshades/balconies including fixing the steel bars in position using epoxy resin anchor grout of approved make but excluding the cost of reinforcement, all complete as per direction of Engineer-In- Charge. 26.30.1 Upto and including 12mm dia.(DSR P-423,V-2) | BI01010001010000000000000515BI0100001143 | 486 | Each | 80.4849 |  |  | Excess(+) | 1 | Full Conversion | INR | [40 empty] | 39115.6517 | 39115.6517 | INR Thirty Nine Thousand One Hundred & Fifteen and Paise Sixty Five Only | 71.15 | 710 | 803.152 | 80.4849
33 | Plaster (to wall, floor, ceiling etc.) with sand and cement mortar including rounding off or chamfering corners as directed and raking out joints including throating, nosing and drip course,scaffolding/staging where necessary (Ground floor).[Excluding cost of chipping over concrete surface] With 1:6 cement mortar 20 mm thk Plaster a). In ground floor | BI01010001010000000000000515BI0100001144 | 399.176 | Sq.m | 197.96 |  |  | Excess(+) | 1 | Full Conversion | INR | [40 empty] | 79020.881 | 79020.881 | INR Seventy Nine Thousand &Twenty and Paise Eighty Eight Only | 175 | 196 | 221.7152 | 197.96
34 | Plaster (to wall, floor, ceiling etc.) with sand and cement mortar including rounding off or chamfering corners as directed and raking out joints including throating, nosing and drip course,scaffolding/staging where necessary (Ground floor).[Excluding cost of chipping over concrete surface] With 1:6 cement mortar 20 mm thk Plaster b). In 1st Floor | BI01010001010000000000000515BI0100001145 | 199.176 | Sq.m | 202.4848 |  |  | Excess(+) | 1 | Full Conversion | INR | [40 empty] | 40330.1125 | 40330.1125 | INR Forty Thousand Three Hundred & Thirty and Paise Eleven Only | 179 | 1012 | 1144.7744 | 202.4848
35 | Plaster (to wall, floor, ceiling etc.) with sand and cement mortar including rounding off or chamfering corners as directed and raking out joints including throating, nosing and drip course,scaffolding/staging where necessary (Ground floor).[Excluding cost of chipping over concrete surface] With 1:6 cement mortar 20 mm thk Plaster c). In 2nd Floor | BI01010001010000000000000515BI0100001146 | 219.176 | Sq.m | 207.0096 |  |  | Excess(+) | 1 | Full Conversion | INR | [40 empty] | 45371.5361 | 45371.5361 | INR Forty Five Thousand Three Hundred & Seventy One and Paise Fifty Four Only | 183 | 1024 | 1158.3488 | 207.0096
36 | Plaster (to wall, floor, ceiling etc.) with sand and cement mortar including rounding off or chamfering corners as directed and raking out joints including throating, nosing and drip course,scaffolding/staging where necessary (Ground floor).[Excluding cost of chipping over concrete surface] With 1:6 cement mortar 15 mm thk Plaster a). In ground floor | BI01010001010000000000000515BI0100001147 | 657.44 | Sq.m | 170.8112 |  |  | Excess(+) | 1 | Full Conversion | INR | [40 empty] | 112298.1153 | 112298.1153 | INR One Lakh Twelve Thousand Two Hundred & Ninety Eight and Paise Twelve Only | 151 | 1036 | 1171.9232 | 170.8112
37 | Plaster (to wall, floor, ceiling etc.) with sand and cement mortar including rounding off or chamfering corners as directed and raking out joints including throating, nosing and drip course,scaffolding/staging where necessary (Ground floor).[Excluding cost of chipping over concrete surface] With 1:6 cement mortar 15 mm thk Plaster b). In 1st Floor | BI01010001010000000000000515BI0100001148 | 657.44 | Sq.m | 175.336 |  |  | Excess(+) | 1 | Full Conversion | INR | [40 empty] | 115272.8998 | 115272.8998 | INR One Lakh Fifteen Thousand Two Hundred & Seventy Two and Paise Ninety Only | 155 | 1048 | 1185.4976 | 175.336
38 | Plaster (to wall, floor, ceiling etc.) with sand and cement mortar including rounding off or chamfering corners as directed and raking out joints including throating, nosing and drip course,scaffolding/staging where necessary (Ground floor).[Excluding cost of chipping over concrete surface] With 1:6 cement mortar 15 mm thk Plaster c). In 2nd Floor | BI01010001010000000000000515BI0100001149 | 657.44 | Sq.m | 179.8608 |  |  | Excess(+) | 1 | Full Conversion | INR | [40 empty] | 118247.6844 | 118247.6844 | INR One Lakh Eighteen Thousand Two Hundred & Forty Seven and Paise Sixty Eight Only | 159 | 224 | 253.3888 | 179.8608
39 | Plaster (to wall, floor, ceiling etc.) with sand and cement mortar including rounding off or chamfering corners as directed and raking out joints including throating, nosing and drip course,scaffolding/staging where necessary (Ground floor).[Excluding cost of chipping over concrete surface] With 1:4 cement mortar 10 mm thk Plaster a). In ground floor | BI01010001010000000000000515BI0100001150 | 189 | Sq.m | 150.4496 |  |  | Excess(+) | 1 | Full Conversion | INR | [40 empty] | 28434.9744 | 28434.9744 | INR Twenty Eight Thousand Four Hundred & Thirty Four and Paise Ninety Seven Only | 133 | 1150 | 1300.88 | 150.4496
40 | Plaster (to wall, floor, ceiling etc.) with sand and cement mortar including rounding off or chamfering corners as directed and raking out joints including throating, nosing and drip course,scaffolding/staging where necessary (Ground floor).[Excluding cost of chipping over concrete surface] With 1:4 cement mortar 10 mm thk Plaster b). In 1st Floor | BI01010001010000000000000515BI0100001151 | 189 | Sq.m | 154.9744 |  |  | Excess(+) | 1 | Full Conversion | INR | [40 empty] | 29290.1616 | 29290.1616 | INR Twenty Nine Thousand Two Hundred & Ninety and Paise Sixteen Only | 137 | 1162 | 1314.4544 | 154.9744
41 | Plaster (to wall, floor, ceiling etc.) with sand and cement mortar including rounding off or chamfering corners as directed and raking out joints including throating, nosing and drip course,scaffolding/staging where necessary (Ground floor).[Excluding cost of chipping over concrete surface] With 1:4 cement mortar 10 mm thk Plaster c). In 2nd Floor | BI01010001010000000000000515BI0100001152 | 189 | Sq.m | 159.4992 |  |  | Excess(+) | 1 | Full Conversion | INR | [40 empty] | 30145.3488 | 30145.3488 | INR Thirty Thousand One Hundred & Forty Five and Paise Thirty Five Only | 141 | 1174 | 1328.0288 | 159.4992
42 | Cutting chase upto 125 x 150 mm. and subsequent mending of damages. (a) in brick wall [Cement-3.6 Kg/Mtr] | BI01010001010000000000000515BI0100001153 | 194.215 | Mtr. | 105.2016 |  |  | Excess(+) | 1 | Full Conversion | INR | [40 empty] | 20431.7287 | 20431.7287 | INR Twenty Thousand Four Hundred & Thirty One and Paise Seventy Three Only | 93 | 1186 | 1341.6032 | 105.2016
43 | Cutting chase upto 125 x 150 mm. and subsequent mending of damages. (b) in concrete wall [Cement-3.6 Kg/Mtr] | BI01010001010000000000000515BI0100001154 | 132.1 | Mtr. | 126.6944 |  |  | Excess(+) | 1 | Full Conversion | INR | [40 empty] | 16736.3302 | 16736.3302 | INR Sixteen Thousand Seven Hundred & Thirty Six and Paise Thirty Three Only | 112 | 698 | 789.5776 | 126.6944
44 | Closing gap between door and window frame and jambs with cement mortar (1:3) including removing old mortar (throughout entire surface of contact) and cleaning the joint. (Cement 0.012 Cu.m/100 Mtr.) (This item is not payable for new works). | BI01010001010000000000000515BI0100001155 | 1035.45 | Mtr. | 12.4658 |  |  | Excess(+) | 1 | Full Conversion | INR | [40 empty] | 12907.7375 | 12907.7375 | INR Twelve Thousand Nine Hundred & Seven and Paise Seventy Four Only | 11.02 | 703 | 795.2336 | 12.4658
45 | Rendering the Surface of walls and ceiling with White Cement base WATER PROOF wall putty of approved make & brand.(1.5 mm thick) a). In ground floor | BI01010001010000000000000515BI0100001156 | 880 | Sqm | 138.0064 |  |  | Excess(+) | 1 | Full Conversion | INR | [40 empty] | 121445.632 | 121445.632 | INR One Lakh Twenty One Thousand Four Hundred & Forty Five and Paise Sixty Three Only | 122 | 708 | 800.8896 | 138.0064
46 | Rendering the Surface of walls and ceiling with White Cement base WATER PROOF wall putty of approved make & brand.(1.5 mm thick) b). In 1st Floor | BI01010001010000000000000515BI0100001157 | 350 | Sqm | 138.0064 |  |  | Excess(+) | 1 | Full Conversion | INR | [40 empty] | 48302.24 | 48302.24 | INR Forty Eight Thousand Three Hundred & Two and Paise Twenty Four Only | 122 | 713 | 806.5456 | 138.0064
47 | Rendering the Surface of walls and ceiling with White Cement base WATER PROOF wall putty of approved make & brand.(1.5 mm thick) c). In 2nd Floor | BI01010001010000000000000515BI0100001158 | 350 | Sqm | 138.0064 |  |  | Excess(+) | 1 | Full Conversion | INR | [40 empty] | 48302.24 | 48302.24 | INR Forty Eight Thousand Three Hundred & Two and Paise Twenty Four Only | 122 | 703 | 795.2336 | 138.0064
48 | Acrylic Distemper to interior wall, ceiling with a coat of solvent based interior grade acrylic primer (as per manufacturer's specification) including cleaning and smoothning of surface. Two Coats | BI01010001010000000000000515BI0100001159 | 2880.6 | Sq.m | 79.184 |  |  | Excess(+) | 1 | Full Conversion | INR | [40 empty] | 228097.4304 | 228097.4304 | INR Two Lakh Twenty Eight Thousand &Ninety Seven and Paise Forty Three Only | 70 | 708 | 800.8896 | 79.184
49 | Cement washing including cleaning and smoothening surface thoroughly (cement to be used @15 kg./100 sq.m. of surface for one coat and @25 kg./100 sq.m of surface for two coats):: External Surface One Coat Ground Floor | BI01010001010000000000000515BI0100001160 | 1495.88 | Sq.m | 10.3505 |  |  | Excess(+) | 1 | Full Conversion | INR | [40 empty] | 15483.076 | 15483.076 | INR Fifteen Thousand Four Hundred & Eighty Three and Paise Eight Only | 9.15 | 713 | 806.5456 | 10.3505
50 | Applying decorative cement based paint of approved quality after preparing the surface including scraping the same thoroughly (plastered or concrete surface) as per manufacturer's specification.. Two Coats In Ground Floor: | BI01010001010000000000000515BI0100001161 | 1495.88 | Sq.m | 55.4288 |  |  | Excess(+) | 1 | Full Conversion | INR | [40 empty] | 82914.8333 | 82914.8333 | INR Eighty Two Thousand Nine Hundred & Fourteen and Paise Eighty Three Only | 49 | 718 | 812.2016 | 55.4288
51 | Red oxide wash of approved shade including cleaning and smoothening surface thoroughly (without specific permission from the Engineer-incharge this item of work must not be done on an old painted surface which has not received such red oxide wash before) : Two coats (on new works only). Ground Floor | BI01010001010000000000000515BI0100001162 | 0.45 | %Sq.m | 3745.4032 |  |  | Excess(+) | 1 | Full Conversion | INR | [40 empty] | 1685.4314 | 1685.4314 | INR One Thousand Six Hundred & Eighty Five and Paise Forty Three Only | 3311 | 1269 | 1435.4928 | 3745.4032
52 | Red oxide wash of approved shade including cleaning and smoothening surface thoroughly (without specific permission from the Engineer-incharge this item of work must not be done on an old painted surface which has not received such red oxide wash before) : Two coats (on new works only). b). In 1st Floor | BI01010001010000000000000515BI0100001163 | 0.45 | %Sq.m | 3825.7184 |  |  | Excess(+) | 1 | Full Conversion | INR | [40 empty] | 1721.5733 | 1721.5733 | INR One Thousand Seven Hundred & Twenty One and Paise Fifty Seven Only | 3382 | 1274 | 1441.1488 | 3825.7184
53 | Red oxide wash of approved shade including cleaning and smoothening surface thoroughly (without specific permission from the Engineer-incharge this item of work must not be done on an old painted surface which has not received such red oxide wash before) : Two coats (on new works only). c). In 2nd Floor | BI01010001010000000000000515BI0100001164 | 0.45 | %Sq.m | 3906.0336 |  |  | Excess(+) | 1 | Full Conversion | INR | [40 empty] | 1757.7151 | 1757.7151 | INR One Thousand Seven Hundred & Fifty Seven and Paise Seventy Two Only | 3453 | 1279 | 1446.8048 | 3906.0336
54 | Painting with best quality synthetic enamel paint of approved make and brand including smoothening surface by sand papering etc. including using of approved putty etc. on the surface, if necessary : b) On steel or other metal surface : With super gloss (hi-gloss) - (iv) Two coats (with any shade except white) | BI01010001010000000000000515BI0100001165 | 135 | Sq.m | 89.3648 |  |  | Excess(+) | 1 | Full Conversion | INR | [40 empty] | 12064.248 | 12064.248 | INR Twelve Thousand &Sixty Four and Paise Twenty Five Only | 79 | 1284 | 1452.4608 | 89.3648
55 | 18 mm. to 22 mm. thick, kota stone slab set in 20 mm thick (avg) cement mortar (1:4) in floor, stair & lobby including pointing in cement slurry with admixture of pigment matching the stone shade, including grinding & polishing as per direction of Engineer - in - charge to match with the existing work. [Slurry for bedding @ 4.4 kg/Sq.m and pointing @2.0 kg/Sq.m] | BI01010001010000000000000515BI0100001166 | 42.24 | Sq.m | 1158.3488 |  |  | Excess(+) | 1 | Full Conversion | INR | [40 empty] | 48928.6533 | 48928.6533 | INR Forty Eight Thousand Nine Hundred & Twenty Eight and Paise Sixty Five Only | 1024 | 2313 | 2616.4656 | 1158.3488
56 | Supplying, fitting and fixing 18 mm. to 22 mm. thick kota stone slab in wall, dado in 15 mm thick [avg] cement mortar (1:3) including making suitable arrangement to hold the stone properly by brass / copper hooks including pointing in cement mortar (1:2) (1 cement : 2 marble dust) with admixture of pigments matching the stone shade, including grinding and polishing all complete as per direction of Engineer-in-charge including cost of materials, labour, scaffolding, staging, curing complete. [Using cement slurry for bedding @4.4 kg/Sq.m and for jointing @1.8 kg/Sq.m] | BI01010001010000000000000515BI0100001167 | 8.874 | Sq.m | 1312.192 |  |  | Excess(+) | 1 | Full Conversion | INR | [40 empty] | 11644.3918 | 11644.3918 | INR Eleven Thousand Six Hundred & Forty Four and Paise Thirty Nine Only | 1160 | 10021 | 11335.7552 | 1312.192
57 | Priming one coat on timber or plastered surface with synthetic oil bound primer of approved quality including smoothening surfaces by sand papering etc. | BI01010001010000000000000515BI0100001168 | 100 | Sq.m | 42.9856 |  |  | Excess(+) | 1 | Full Conversion | INR | [40 empty] | 4298.56 | 4298.56 | INR Four Thousand Two Hundred & Ninety Eight and Paise Fifty Six Only | 38 | 10121.21 | 11449.1128 | 42.9856
58 | Painting with best quality synthetic enamel paint of approved make and brand including smoothening surface by sand papering etc. including using of approved putty etc. on the surface, if necessary (a) On timber or plastered surface : With super gloss (hi-gloss) - (iv) Two coats (with any shade except white) | BI01010001010000000000000515BI0100001169 | 225 | Sq.m | 91.6272 |  |  | Excess(+) | 1 | Full Conversion | INR | [40 empty] | 20616.12 | 20616.12 | INR Twenty Thousand Six Hundred & Sixteen and Paise Twelve Only | 81 | 10222.4221 | 11563.6039 | 91.6272
59 | Ordinary Cement concrete (mix 1:2:4) with graded stone chips (6mm nominal size) excluding shuttering and reinforcement,if any, in gound floor as per relevant IS codes. Ground Floor Pakur variety In 2nd Floor | BI01010001010000000000000515BI0100001170 | 4.5 | Cu.M. | 6381.0992 |  |  | Excess(+) | 1 | Full Conversion | INR | [40 empty] | 28714.9464 | 28714.9464 | INR Twenty Eight Thousand Seven Hundred & Fourteen and Paise Ninety Five Only | 5641 | 10324.6463 | 11679.2399 | 6381.0992
60 | Supplying, fitting and fixing Black Stone slab used in Kitchen slab, alcove, wardrobe etc. laid and jointed with necessary adhesive Cement mortar (1:2) including grinding or polishing as per direction of Engineer-in -Charge in Ground Floor. Slab Thickness 20 to 25 mm a) In ground floor | BI01010001010000000000000515BI0100001171 | 8.5 | Sq.m | 727.3616 |  |  | Excess(+) | 1 | Full Conversion | INR | [40 empty] | 6182.5736 | 6182.5736 | INR Six Thousand One Hundred & Eighty Two and Paise Fifty Seven Only | 643 | 4351 | 4921.8512 | 727.3616
61 | Supplying, fitting and fixing Black Stone slab used in Kitchen slab, alcove, wardrobe etc. laid and jointed with necessary adhesive Cement mortar (1:2) including grinding or polishing as per direction of Engineer-in -Charge in Ground Floor. Slab Thickness 20 to 25 mm b). In 1st Floor | BI01010001010000000000000515BI0100001172 | 8.5 | Sq.m | 740.936 |  |  | Excess(+) | 1 | Full Conversion | INR | [40 empty] | 6297.956 | 6297.956 | INR Six Thousand Two Hundred & Ninety Seven and Paise Ninety Six Only | 655 | 81936 | 92686.0032 | 740.936
62 | Supplying, fitting and fixing Black Stone slab used in Kitchen slab, alcove, wardrobe etc. laid and jointed with necessary adhesive Cement mortar (1:2) including grinding or polishing as per direction of Engineer-in -Charge in Ground Floor. Slab Thickness 20 to 25 mm c). In 2nd Floor | BI01010001010000000000000515BI0100001173 | 8.5 | Sq.m | 754.5104 |  |  | Excess(+) | 1 | Full Conversion | INR | [40 empty] | 6413.3384 | 6413.3384 | INR Six Thousand Four Hundred & Thirteen and Paise Thirty Four Only | 667 | 82136 | 92912.2432 | 754.5104
63 | Supplying, fitting & fixing 1st quality Ceramic tiles in walls and floors to match with the existing work & 4 nos. of key stones (10mm) fixed with araldite at the back of each tile & finishing the joints with white cement mixed with colouring oxide if required to match the colour of tiles including roughening of concrete surface, if necessary or by synthetic adhesive & grout materials etc. Wall with polymerised adhesive and Epoxy grout Pointing including spacer- 2 mm ( When Tiles are laid over existing hard ready surface) Area of each tile upto 0.09 Sq.m [using adhesive 3 mm thick] (i) Coloured decorative Ground Floor | BI01010001010000000000000515BI0100001174 | 42.5 | Sq.m | 903.8288 |  |  | Excess(+) | 1 | Full Conversion | INR | [40 empty] | 38412.724 | 38412.724 | INR Thirty Eight Thousand Four Hundred & Twelve and Paise Seventy Two Only | 799 | 82336 | 93138.4832 | 903.8288
64 | Supplying, fitting & fixing 1st quality Ceramic tiles in walls and floors to match with the existing work & 4 nos. of key stones (10mm) fixed with araldite at the back of each tile & finishing the joints with white cement mixed with colouring oxide if required to match the colour of tiles including roughening of concrete surface, if necessary or by synthetic adhesive & grout materials etc. Wall with polymerised adhesive and Epoxy grout Pointing including spacer- 2 mm ( When Tiles are laid over existing hard ready surface) Area of each tile upto 0.09 Sq.m [using adhesive 3 mm thick] (i) Coloured decorative b). In 1st Floor | BI01010001010000000000000515BI0100001175 | 42.5 | Sq.m | 909.4848 |  |  | Excess(+) | 1 | Full Conversion | INR | [40 empty] | 38653.104 | 38653.104 | INR Thirty Eight Thousand Six Hundred & Fifty Three and Paise Ten Only | 804 | 82536 | 93364.7232 | 909.4848
65 | Supplying, fitting & fixing 1st quality Ceramic tiles in walls and floors to match with the existing work & 4 nos. of key stones (10mm) fixed with araldite at the back of each tile & finishing the joints with white cement mixed with colouring oxide if required to match the colour of tiles including roughening of concrete surface, if necessary or by synthetic adhesive & grout materials etc. Wall with polymerised adhesive and Epoxy grout Pointing including spacer- 2 mm ( When Tiles are laid over existing hard ready surface) Area of each tile upto 0.09 Sq.m [using adhesive 3 mm thick] (i) Coloured decorative c). In 2nd Floor | BI01010001010000000000000515BI0100001176 | 42.5 | Sq.m | 915.1408 |  |  | Excess(+) | 1 | Full Conversion | INR | [40 empty] | 38893.484 | 38893.484 | INR Thirty Eight Thousand Eight Hundred & Ninety Three and Paise Forty Eight Only | 809 | 2659 | 3007.8608 | 915.1408
66 | Supplying and laying true to line and level Double Charge Vitrified Tiles of approved brand conforming to IS 15622: 2006 (Group B I a) and tested as per IS 13630:2006 (relevant parts) [Non-modular sizes for tiles with Water Absorption (av.) ≤ 0.08 %] in floor, skirting etc. using polymerised adhesive of 6mm thick layer applied directly over finished artificial stone floor/Mosaic etc without any backing course and joints grouted with admixture of white epoxy grout materials of approved brand including spacer -2mm as directed and removal of wax coating of top surface of tiles with warm water and polishing the tiles using soft and dry cloth upto mirror finish complete including the cost of materials,Iabour and all other incidental charges complete as per direction of Engineerin- Charge. (Note: This work should not be executed without specific permission of Superintending Engineer) ln Ground FIoor:(size not Iess than 600mmX 600 mm X 9.5 mm thick) Ground Floor | BI01010001010000000000000515BI0100001177 | 137.128 | Sq.m | 1690.0128 |  |  | Excess(+) | 1 | Full Conversion | INR | [40 empty] | 231748.0752 | 231748.0752 | INR Two Lakh Thirty One Thousand Seven Hundred & Forty Eight and Paise Eight Only | 1494 | 2673 | 3023.6976 | 1690.0128
67 | Supplying and laying true to line and level Double Charge Vitrified Tiles of approved brand conforming to IS 15622: 2006 (Group B I a) and tested as per IS 13630:2006 (relevant parts) [Non-modular sizes for tiles with Water Absorption (av.) ≤ 0.08 %] in floor, skirting etc. using polymerised adhesive of 6mm thick layer applied directly over finished artificial stone floor/Mosaic etc without any backing course and joints grouted with admixture of white epoxy grout materials of approved brand including spacer -2mm as directed and removal of wax coating of top surface of tiles with warm water and polishing the tiles using soft and dry cloth upto mirror finish complete including the cost of materials,Iabour and all other incidental charges complete as per direction of Engineerin- Charge. (Note: This work should not be executed without specific permission of Superintending Engineer) ln Ground FIoor:(size not Iess than 600mmX 600 mm X 9.5 mm thick) b). In 1st Floor | BI01010001010000000000000515BI0100001178 | 76.118 | Sq.m | 1703.5872 |  |  | Excess(+) | 1 | Full Conversion | INR | [40 empty] | 129673.6505 | 129673.6505 | INR One Lakh Twenty Nine Thousand Six Hundred & Seventy Three and Paise Sixty Five Only | 1506 | 2687 | 3039.5344 | 1703.5872
68 | Supplying and laying true to line and level Double Charge Vitrified Tiles of approved brand conforming to IS 15622: 2006 (Group B I a) and tested as per IS 13630:2006 (relevant parts) [Non-modular sizes for tiles with Water Absorption (av.) ≤ 0.08 %] in floor, skirting etc. using polymerised adhesive of 6mm thick layer applied directly over finished artificial stone floor/Mosaic etc without any backing course and joints grouted with admixture of white epoxy grout materials of approved brand including spacer -2mm as directed and removal of wax coating of top surface of tiles with warm water and polishing the tiles using soft and dry cloth upto mirror finish complete including the cost of materials,Iabour and all other incidental charges complete as per direction of Engineerin- Charge. (Note: This work should not be executed without specific permission of Superintending Engineer) ln Ground FIoor:(size not Iess than 600mmX 600 mm X 9.5 mm thick) c). In 2nd Floor | BI01010001010000000000000515BI0100001179 | 76.118 | Sq.m | 1717.1616 |  |  | Excess(+) | 1 | Full Conversion | INR | [40 empty] | 130706.9067 | 130706.9067 | INR One Lakh Thirty Thousand Seven Hundred & Six and Paise Ninety One Only | 1518 | 2701 | 3055.3712 | 1717.1616
69 | Supplying and laying true to line and level Anti-Skid, Full Body, Homogeneous & Granular finish Vitrified Tiles conforming to IS:15622-2006 & IS 4457-2007 and testing shall be made in accordance with IS:13630 [Non- modular sizes for tiles with Skid resistance > 0.5, Mohr's hardness > 5.0, Staining resistance: Class-1, Water Absorption: E < 0.5%], MOR > 35 N/sq.mm in Internal area of building e.g. Toilet Block, Passage, Corridor, Accessible Open Terrace etc. set in 20 mm sand cement mortar (1:4) and 2 mm thick cement slurry at back side of tiles using cement @ 2.91 Kg./Sqm or using Polymerised Adhesive (6 mm thick layer applied directly over finished artificial stone floor/ Mosaic etc without any backing course) laid after application slurry using 1.75 Kg of cement per Sqm below mortar only, joints grouted with admixture of white cement and colouring pigment to match with colour of tiles/ epoxy grout materials of approved make as directed and removal of wax coating of top surface of tiles with warm water and polishing the tiles using soft and dry cloth upto mirror finish complete including the cost of materials, labour and all other incidental charges complete true to the manufacturer's specification and direction of Engineer-in-Charge. (White cement, synthetic adhesive and grout material to be supplied by the contractor). b) In Ground Floor: Sizes-600 mm x600mm x10 mm with breaking strength > 1500 N | BI01010001010000000000000515BI0100001180 | 16.5 | Sq.m | 1797.4768 |  |  | Excess(+) | 1 | Full Conversion | INR | [40 empty] | 29658.3672 | 29658.3672 | INR Twenty Nine Thousand Six Hundred & Fifty Eight and Paise Thirty Seven Only | 1589 | 2763 | 3125.5056 | 1797.4768
70 | Supplying and laying true to line and level Anti-Skid, Full Body, Homogeneous & Granular finish Vitrified Tiles conforming to IS:15622-2006 & IS 4457-2007 and testing shall be made in accordance with IS:13630 [Non- modular sizes for tiles with Skid resistance > 0.5, Mohr's hardness > 5.0, Staining resistance: Class-1, Water Absorption: E < 0.5%], MOR > 35 N/sq.mm in Internal area of building e.g. Toilet Block, Passage, Corridor, Accessible Open Terrace etc. set in 20 mm sand cement mortar (1:4) and 2 mm thick cement slurry at back side of tiles using cement @ 2.91 Kg./Sqm or using Polymerised Adhesive (6 mm thick layer applied directly over finished artificial stone floor/ Mosaic etc without any backing course) laid after application slurry using 1.75 Kg of cement per Sqm below mortar only, joints grouted with admixture of white cement and colouring pigment to match with colour of tiles/ epoxy grout materials of approved make as directed and removal of wax coating of top surface of tiles with warm water and polishing the tiles using soft and dry cloth upto mirror finish complete including the cost of materials, labour and all other incidental charges complete true to the manufacturer's specification and direction of Engineer-in-Charge. (White cement, synthetic adhesive and grout material to be supplied by the contractor). Sizes-600 mm x600mm x10 mm with breaking strength > 1500 N b). In 1st Floor | BI01010001010000000000000515BI0100001181 | 16.5 | Sq.m | 1811.0512 |  |  | Excess(+) | 1 | Full Conversion | INR | [40 empty] | 29882.3448 | 29882.3448 | INR Twenty Nine Thousand Eight Hundred & Eighty Two and Paise Thirty Four Only | 1601 | 2777 | 3141.3424 | 1811.0512
71 | Supplying and laying true to line and level Anti-Skid, Full Body, Homogeneous & Granular finish Vitrified Tiles conforming to IS:15622-2006 & IS 4457-2007 and testing shall be made in accordance with IS:13630 [Non- modular sizes for tiles with Skid resistance > 0.5, Mohr's hardness > 5.0, Staining resistance: Class-1, Water Absorption: E < 0.5%], MOR > 35 N/sq.mm in Internal area of building e.g. Toilet Block, Passage, Corridor, Accessible Open Terrace etc. set in 20 mm sand cement mortar (1:4) and 2 mm thick cement slurry at back side of tiles using cement @ 2.91 Kg./Sqm or using Polymerised Adhesive (6 mm thick layer applied directly over finished artificial stone floor/ Mosaic etc without any backing course) laid after application slurry using 1.75 Kg of cement per Sqm below mortar only, joints grouted with admixture of white cement and colouring pigment to match with colour of tiles/ epoxy grout materials of approved make as directed and removal of wax coating of top surface of tiles with warm water and polishing the tiles using soft and dry cloth upto mirror finish complete including the cost of materials, labour and all other incidental charges complete true to the manufacturer's specification and direction of Engineer-in-Charge. (White cement, synthetic adhesive and grout material to be supplied by the contractor). Sizes-600 mm x600mm x10 mm with breaking strength > 1500 N c). In 2nd Floor | BI01010001010000000000000515BI0100001182 | 16.5 | Sq.m | 1824.6256 |  |  | Excess(+) | 1 | Full Conversion | INR | [40 empty] | 30106.3224 | 30106.3224 | INR Thirty Thousand One Hundred & Six and Paise Thirty Two Only | 1613 | 2791 | 3157.1792 | 1824.6256
72 | Ordinary Cement concrete (mix 1:1.5:3) with graded stone chips (20 mm nominal size) excluding shuttering and reinforcement if any, in ground floor as per relevant IS codes. (i) Pakur Variety a) In Ground Floor | BI01010001010000000000000515BI0100001183 | 19.912 | Cu.M. | 6813.2063 |  |  | Excess(+) | 1 | Full Conversion | INR | [40 empty] | 135664.5636 | 135664.5636 | INR One Lakh Thirty Five Thousand Six Hundred & Sixty Four and Paise Fifty Six Only | 6022.99 | 2805 | 3173.016 | 6813.2063
73 | Ordinary Cement concrete (mix 1:1.5:3) with graded stone chips (20 mm nominal size) excluding shuttering and reinforcement if any, in ground floor as per relevant IS codes. (i) Pakur Variety b). In 1st Floor | BI01010001010000000000000515BI0100001184 | 12.576 | Cu.M. | 6920.6703 |  |  | Excess(+) | 1 | Full Conversion | INR | [40 empty] | 87034.3495 | 87034.3495 | INR Eighty Seven Thousand &Thirty Four and Paise Thirty Five Only | 6117.99 | 497 | 562.2064 | 6920.6703
74 | Ordinary Cement concrete (mix 1:1.5:3) with graded stone chips (20 mm nominal size) excluding shuttering and reinforcement if any, in ground floor as per relevant IS codes. (i) Pakur Variety c). In 2nd Floor | BI01010001010000000000000515BI0100001185 | 12.576 | Cu.M. | 7028.1343 |  |  | Excess(+) | 1 | Full Conversion | INR | [40 empty] | 88385.8168 | 88385.8168 | INR Eighty Eight Thousand Three Hundred & Eighty Five and Paise Eighty Two Only | 6212.99 | 497 | 562.2064 | 7028.1343
75 | Ordinary Cement concrete (mix 1:2:4) with graded stone chips (20 mm nominal size) excluding shuttering and reinforcement,if any, in ground floor as per relevant IS codes. Pakur Variety a) In Ground Floor | BI01010001010000000000000515BI0100001186 | 5.1 | Cu.M. | 6191.6798 |  |  | Excess(+) | 1 | Full Conversion | INR | [40 empty] | 31577.5668 | 31577.5668 | INR Thirty One Thousand Five Hundred & Seventy Seven and Paise Fifty Seven Only | 5473.55 | 497 | 562.2064 | 6191.6798
76 | Ordinary Cement concrete (mix 1:2:4) with graded stone chips (20 mm nominal size) excluding shuttering and reinforcement,if any, in ground floor as per relevant IS codes. Pakur Variety b). In 1st Floor | BI01010001010000000000000515BI0100001187 | 2.1 | Cu.M. | 6299.1438 |  |  | Excess(+) | 1 | Full Conversion | INR | [40 empty] | 13228.2019 | 13228.2019 | INR Thirteen Thousand Two Hundred & Twenty Eight and Paise Twenty Only | 5568.55 | 497 | 562.2064 | 6299.1438
77 | Ordinary Cement concrete (mix 1:2:4) with graded stone chips (20 mm nominal size) excluding shuttering and reinforcement,if any, in ground floor as per relevant IS codes. Pakur Variety c). In 2nd Floor | BI01010001010000000000000515BI0100001188 | 2.1 | Cu.M. | 6406.6078 |  |  | Excess(+) | 1 | Full Conversion | INR | [40 empty] | 13453.8763 | 13453.8763 | INR Thirteen Thousand Four Hundred & Fifty Three and Paise Eighty Eight Only | 5663.55 | 103 | 116.5136 | 6406.6078
78 | Reinforcement for reinforced concrete work in all sorts of structures including distribution bars, stirrups, binders etc initial straightening and removal of loose rust (if necessary), cutting to requisite length, hooking and bending to correct shape, placing in proper position and binding with 16 gauge black annealed wire at every intersection, complete as per drawing and direction. For works in foundation and upto roof of ground floor/upto 4 m Tor steel/Mild Steel SAIL/ TATA/RINL Ground Floor | BI01010001010000000000000515BI0100001189 | 2.589 | M.T. | 80785.7792 |  |  | Excess(+) | 1 | Full Conversion | INR | [40 empty] | 209154.3823 | 209154.3823 | INR Two Lakh Nine Thousand One Hundred & Fifty Four and Paise Thirty Eight Only | 71416 | 29 | 32.8048 | 80785.7792
79 | Reinforcement for reinforced concrete work in all sorts of structures including distribution bars, stirrups, binders etc initial straightening and removal of loose rust (if necessary), cutting to requisite length, hooking and bending to correct shape, placing in proper position and binding with 16 gauge black annealed wire at every intersection, complete as per drawing and direction. For works in foundation and upto roof of ground floor/upto 4 m Tor steel/Mild Steel SAIL/ TATA/RINL b). In 1st Floor | BI01010001010000000000000515BI0100001190 | 1.635 | M.T. | 81328.7552 |  |  | Excess(+) | 1 | Full Conversion | INR | [40 empty] | 132972.5148 | 132972.5148 | INR One Lakh Thirty Two Thousand Nine Hundred & Seventy Two and Paise Fifty One Only | 71896 | 43 | 48.6416 | 81328.7552
80 | Reinforcement for reinforced concrete work in all sorts of structures including distribution bars, stirrups, binders etc initial straightening and removal of loose rust (if necessary), cutting to requisite length, hooking and bending to correct shape, placing in proper position and binding with 16 gauge black annealed wire at every intersection, complete as per drawing and direction. For works in foundation and upto roof of ground floor/upto 4 m Tor steel/Mild Steel SAIL/ TATA/RINL c). In 2nd Floor | BI01010001010000000000000515BI0100001191 | 1.635 | M.T. | 81871.7312 |  |  | Excess(+) | 1 | Full Conversion | INR | [40 empty] | 133860.2805 | 133860.2805 | INR One Lakh Thirty Three Thousand Eight Hundred & Sixty and Paise Twenty Eight Only | 72376 | 166 | 187.7792 | 81871.7312
81 | Hire and labour charges for shuttering with centering and necessary staging upto 4 m using approved stout props and thick hard wood planks of approved thickness with required bracing for concrete slabs, beams and columns, lintels curved or straight including fitting, fixing and striking out after completion of works (upto roof of ground floor) Steel shuttering or 9 to 12 mm thick approved quality ply board shuttering in any concrete work | BI01010001010000000000000515BI0100001192 | 205.774 | Sq.m | 417.4128 |  |  | Excess(+) | 1 | Full Conversion | INR | [40 empty] | 85892.7015 | 85892.7015 | INR Eighty Five Thousand Eight Hundred & Ninety Two and Paise Seventy Only | 369 | 117 | 132.3504 | 417.4128
82 | Hire and labour charges for shuttering with centering and necessary staging upto 4 m using approved stout props and thick hard wood planks of approved thickness with required bracing for concrete slabs, beams and columns, lintels curved or straight including fitting, fixing and striking out after completion of works (upto roof of ground floor) Steel shuttering or 9 to 12 mm thick approved quality ply board shuttering in any concrete work b). In 1st Floor | BI01010001010000000000000515BI0100001193 | 117.585 | Sq.m | 437.7744 |  |  | Excess(+) | 1 | Full Conversion | INR | [40 empty] | 51475.7028 | 51475.7028 | INR Fifty One Thousand Four Hundred & Seventy Five and Paise Seventy Only | 387 | 54 | 61.0848 | 437.7744
83 | Hire and labour charges for shuttering with centering and necessary staging upto 4 m using approved stout props and thick hard wood planks of approved thickness with required bracing for concrete slabs, beams and columns, lintels curved or straight including fitting, fixing and striking out after completion of works (upto roof of ground floor) Steel shuttering or 9 to 12 mm thick approved quality ply board shuttering in any concrete work c). In 2nd Floor | BI01010001010000000000000515BI0100001194 | 117.585 | Sq.m | 458.136 |  |  | Excess(+) | 1 | Full Conversion | INR | [40 empty] | 53869.9216 | 53869.9216 | INR Fifty Three Thousand Eight Hundred & Sixty Nine and Paise Ninety Two Only | 405 | 78 | 88.2336 | 458.136
84 | a) M.S.or W.I. Ornamental grill of approved design joints continuously welded with M.S, W.I. Flats and bars of windows, railing etc. fitted and fixed with necessary screws and lugs in ground floor. Grill weighing above 10 Kg./sq.mtr and up to 16 Kg./sq. mtr. Ground Floor | BI01010001010000000000000515BI0100001195 | 2.25 | Qntl | 11185.3056 |  |  | Excess(+) | 1 | Full Conversion | INR | [40 empty] | 25166.9376 | 25166.9376 | INR Twenty Five Thousand One Hundred & Sixty Six and Paise Ninety Four Only | 9888 | 126 | 142.5312 | 11185.3056
85 | a) M.S.or W.I. Ornamental grill of approved design joints continuously welded with M.S, W.I. Flats and bars of windows, railing etc. fitted and fixed with necessary screws and lugs in ground floor. Grill weighing above 10 Kg./sq.mtr and up to 16 Kg./sq. mtr. b). In 1st Floor | BI01010001010000000000000515BI0100001196 | 2.35 | Qntl | 11297.1587 |  |  | Excess(+) | 1 | Full Conversion | INR | [40 empty] | 26548.3228 | 26548.3228 | INR Twenty Six Thousand Five Hundred & Forty Eight and Paise Thirty Two Only | 9986.88 | 130 | 147.056 | 11297.1587
86 | a) M.S.or W.I. Ornamental grill of approved design joints continuously welded with M.S, W.I. Flats and bars of windows, railing etc. fitted and fixed with necessary screws and lugs in ground floor. Grill weighing above 10 Kg./sq.mtr and up to 16 Kg./sq. mtr. c). In 2nd Floor | BI01010001010000000000000515BI0100001197 | 2.15 | Qntl | 11410.1316 |  |  | Excess(+) | 1 | Full Conversion | INR | [40 empty] | 24531.7829 | 24531.7829 | INR Twenty Four Thousand Five Hundred & Thirty One and Paise Seventy Eight Only | 10086.75 | 134 | 151.5808 | 11410.1316
87 | Supplying, fitting and fixing windows and ventilators with or without integrated grills conforming to IS 1038-1975 and manufactured from rolled steel sections conforming to IS 7452-1974 with non-friction projecting type, box type hinges, glazing clips, lugs locking bracket, handle plate etc, including hoisting in position, straightening if required, fixing lugs in cement concrete ( 1:2:4) with stone chips 20 mm down cutting holes and mending good damages to match with existing surface complete in all respect excluding glazing. Openable steel windows as per IS sizes with side hung shutters and horizotal glazing bars. [The extra rate admissible for the openable portion only] Ground Floor | BI01010001010000000000000515BI0100001198 | 10.2 | Sqm. | 2487.5088 |  |  | Excess(+) | 1 | Full Conversion | INR | [40 empty] | 25372.5898 | 25372.5898 | INR Twenty Five Thousand Three Hundred & Seventy Two and Paise Fifty Nine Only | 2199 | 138 | 156.1056 | 2487.5088
88 | Supplying, fitting and fixing windows and ventilators with or without integrated grills conforming to IS 1038-1975 and manufactured from rolled steel sections conforming to IS 7452-1974 with non-friction projecting type, box type hinges, glazing clips, lugs locking bracket, handle plate etc, including hoisting in position, straightening if required, fixing lugs in cement concrete ( 1:2:4) with stone chips 20 mm down cutting holes and mending good damages to match with existing surface complete in all respect excluding glazing. Openable steel windows as per IS sizes with side hung shutters and horizotal glazing bars. [The extra rate admissible for the openable portion only] b). In 1st Floor | BI01010001010000000000000515BI0100001199 | 10.2 | Sqm. | 2517.3612 |  |  | Excess(+) | 1 | Full Conversion | INR | [40 empty] | 25677.0839 | 25677.0839 | INR Twenty Five Thousand Six Hundred & Seventy Seven and Paise Eight Only | 2225.39 | 142 | 160.6304 | 2517.3612
89 | Supplying, fitting and fixing windows and ventilators with or without integrated grills conforming to IS 1038-1975 and manufactured from rolled steel sections conforming to IS 7452-1974 with non-friction projecting type, box type hinges, glazing clips, lugs locking bracket, handle plate etc, including hoisting in position, straightening if required, fixing lugs in cement concrete ( 1:2:4) with stone chips 20 mm down cutting holes and mending good damages to match with existing surface complete in all respect excluding glazing. Openable steel windows as per IS sizes with side hung shutters and horizotal glazing bars. [The extra rate admissible for the openable portion only] c). In 2nd Floor | BI01010001010000000000000515BI0100001200 | 10.2 | Sqm. | 2547.5642 |  |  | Excess(+) | 1 | Full Conversion | INR | [40 empty] | 25985.1549 | 25985.1549 | INR Twenty Five Thousand Nine Hundred & Eighty Five and Paise Fifteen Only | 2252.09 | 157 | 177.5984 | 2547.5642
90 | Wood work in door and window frame fitted and fixed in position complete including a protective coat of painting at the contact surface of the frame exluding cost of concrete, Iron Butt Hinges and M.S clamps. (The quantum should be correted upto three decimals). Sal : Malayasian Ground Floor | BI01010001010000000000000515BI0100001201 | 0.435 | Cu.M. | 94136.2016 |  |  | Excess(+) | 1 | Full Conversion | INR | [40 empty] | 40949.2477 | 40949.2477 | INR Forty Thousand Nine Hundred & Forty Nine and Paise Twenty Five Only | 83218 | 161 | 182.1232 | 94136.2016
91 | Wood work in door and window frame fitted and fixed in position complete including a protective coat of painting at the contact surface of the frame exluding cost of concrete, Iron Butt Hinges and M.S clamps. (The quantum should be correted upto three decimals). Sal : Malayasian b). In 1st Floor | BI01010001010000000000000515BI0100001202 | 0.435 | Cu.M. | 94362.4416 |  |  | Excess(+) | 1 | Full Conversion | INR | [40 empty] | 41047.6621 | 41047.6621 | INR Forty One Thousand &Forty Seven and Paise Sixty Six Only | 83418 | 165 | 186.648 | 94362.4416
92 | Wood work in door and window frame fitted and fixed in position complete including a protective coat of painting at the contact surface of the frame exluding cost of concrete, Iron Butt Hinges and M.S clamps. (The quantum should be correted upto three decimals). Sal : Malayasian c). In 2nd Floor | BI01010001010000000000000515BI0100001203 | 0.435 | Cu.M. | 94588.6816 |  |  | Excess(+) | 1 | Full Conversion | INR | [40 empty] | 41146.0765 | 41146.0765 | INR Forty One Thousand One Hundred & Forty Six and Paise Eight Only | 83618 | 169 | 191.1728 | 94588.6816
93 | Supplying solid flush type doors of commercial quality, the timber frame consisting of top and bottom rails and side styles of well seasoned timber 65mm wide each and the entire frame fitted with 37.5mm wide battens places both ways in order to make the door of solid core and internal lipping with Garjan or similar wood veneers using phenol formaldehyde as glue etc. complete, including fitting, fixing shutters in position but excluding the cost of hinges and other fittings in ground floor. 32 mm thick shutters (single leaf) | BI01010001010000000000000515BI0100001204 | 20.09 | Sq.m | 2668.5008 |  |  | Excess(+) | 1 | Full Conversion | INR | [40 empty] | 53610.1811 | 53610.1811 | INR Fifty Three Thousand Six Hundred & Ten and Paise Eighteen Only | 2359 | 173 | 195.6976 | 2668.5008
94 | Supplying solid flush type doors of commercial quality, the timber frame consisting of top and bottom rails and side styles of well seasoned timber 65mm wide each and the entire frame fitted with 37.5mm wide battens places both ways in order to make the door of solid core and internal lipping with Garjan or similar wood veneers using phenol formaldehyde as glue etc. complete, including fitting, fixing shutters in position but excluding the cost of hinges and other fittings In 1st Floor 32 mm thick shutters (single leaf) | BI01010001010000000000000515BI0100001205 | 20.09 | Sq.m | 2684.3376 |  |  | Excess(+) | 1 | Full Conversion | INR | [40 empty] | 53928.3424 | 53928.3424 | INR Fifty Three Thousand Nine Hundred & Twenty Eight and Paise Thirty Four Only | 2373 | 161 | 182.1232 | 2684.3376
95 | Supplying solid flush type doors of commercial quality, the timber frame consisting of top and bottom rails and side styles of well seasoned timber 65mm wide each and the entire frame fitted with 37.5mm wide battens places both ways in order to make the door of solid core and internal lipping with Garjan or similar wood veneers using phenol formaldehyde as glue etc. complete, including fitting, fixing shutters in position but excluding the cost of hinges and other fittings. In 2nd Floor 32 mm thick shutters (single leaf) | BI01010001010000000000000515BI0100001206 | 20.09 | Sq.m | 2700.1744 |  |  | Excess(+) | 1 | Full Conversion | INR | [40 empty] | 54246.5037 | 54246.5037 | INR Fifty Four Thousand Two Hundred & Forty Six and Paise Fifty Only | 2387 | 165 | 186.648 | 2700.1744
96 | Supplying, fitting & fixing fibre reinforced polymer (FRP) Composite door shutters as per approved design with glass fibre reinforced plastic moulded skins and a special sandwich core, so as to impart monolitaheic composite structure as per approved technology of Department of Science and Technology (DST) to satisfy IS:4020 door testing performance criteria. In ground floor. (i) 32 mm thick | BI01010001010000000000000515BI0100001207 | 10.5 | Sq.m | 3125.5056 |  |  | Excess(+) | 1 | Full Conversion | INR | [40 empty] | 32817.8088 | 32817.8088 | INR Thirty Two Thousand Eight Hundred & Seventeen and Paise Eighty One Only | 2763 | 169 | 191.1728 | 3125.5056
97 | Supplying, fitting & fixing fibre reinforced polymer (FRP) Composite door shutters as per approved design with glass fibre reinforced plastic moulded skins and a special sandwich core, so as to impart monolitaheic composite structure as per approved technology of Department of Science and Technology (DST) to satisfy IS:4020 door testing performance criteria. In 1st Floor (i) 32 mm thick | BI01010001010000000000000515BI0100001208 | 10.5 | Sq.m | 3141.3424 |  |  | Excess(+) | 1 | Full Conversion | INR | [40 empty] | 32984.0952 | 32984.0952 | INR Thirty Two Thousand Nine Hundred & Eighty Four and Paise Ten Only | 2777 | 173 | 195.6976 | 3141.3424
98 | Supplying, fitting & fixing fibre reinforced polymer (FRP) Composite door shutters as per approved design with glass fibre reinforced plastic moulded skins and a special sandwich core, so as to impart monolitaheic composite structure as per approved technology of Department of Science and Technology (DST) to satisfy IS:4020 door testing performance criteria. In 2nd Floor (i) 32 mm thick | BI01010001010000000000000515BI0100001209 | 10.5 | Sq.m | 3157.1792 |  |  | Excess(+) | 1 | Full Conversion | INR | [40 empty] | 33150.3816 | 33150.3816 | INR Thirty Three Thousand One Hundred & Fifty and Paise Thirty Eight Only | 2791 | 177 | 200.2224 | 3157.1792
99 | Supplying, fitting and fixing fibre reinforced polymer (FRP) Composite door frame as per approved section with glass fibre reinforced plastic moulded skins and a special sandwich core, so as to impart monolitaheic composite structure as per approved technology of Department of Science and Technology (DST) to safisfy IS: 4020 door testing performance criteria.. (i) 66mm x 90mm | BI01010001010000000000000515BI0100001210 | 106.5 | Mtr. | 562.2064 |  |  | Excess(+) | 1 | Full Conversion | INR | [40 empty] | 59874.9816 | 59874.9816 | INR Fifty Nine Thousand Eight Hundred & Seventy Four and Paise Ninety Eight Only | 497 | 34 | 38.4608 | 562.2064
100 | Applying 2 coats of Non-Toxic Acrylic Polymer modified Paint having adhesive & waterproofing properties by mixing in proportion (1 liquid: 4 cementitious material) or as per manufacturer's specification for water proofing layer in water tank etc. (No Departmental Cement is required) | BI01010001010000000000000515BI0100001211 | 112.5 | SQM | 291.8496 |  |  | Excess(+) | 1 | Full Conversion | INR | [40 empty] | 32833.08 | 32833.08 | INR Thirty Two Thousand Eight Hundred & Thirty Three and Paise Eight Only | 258 | 110 | 124.432 | 291.8496
101 | Extra rate for using water proofing and plasticising admixture @ 0.2% by weight of cement (or at manufacturer's specified rate) for concrete of various grades. | BI01010001010000000000000515BI0100001212 | 7.2 | kg | 134.6128 |  |  | Excess(+) | 1 | Full Conversion | INR | [40 empty] | 969.2122 | 969.2122 | INR Nine Hundred & Sixty Nine and Paise Twenty One Only | 119 | 110 | 124.432 | 134.6128
102 | Labour for taking out door and window frame including shutter for repair or replacement of different parts of the frame & refixing the same including mending good all damaes complete. (Concrete and brick work for mending damage will be paid separately) (a) Upto area 2.5 Sq.m | BI01010001010000000000000515BI0100001213 | 125.3 | Sqm | 134.6128 |  |  | Excess(+) | 1 | Full Conversion | INR | [40 empty] | 16866.9838 | 16866.9838 | INR Sixteen Thousand Eight Hundred & Sixty Six and Paise Ninety Eight Only | 119 | 110 | 124.432 | 134.6128
103 | Supplying bubble free float glass of approved make and brand conforming to IS: 2835-1987. 4mm thick clear glass. | BI01010001010000000000000515BI0100001214 | 90.4 | Sqm | 450.2176 |  |  | Excess(+) | 1 | Full Conversion | INR | [40 empty] | 40699.671 | 40699.671 | INR Forty Thousand Six Hundred & Ninety Nine and Paise Sixty Seven Only | 398 | 110 | 124.432 | 450.2176
104 | Providing precast cement concrete Jali 1:2:4 (1 cement : 2 coarse sand(zone-III) : 4 graded stone aggregate 6mm nominal size), reinforced with 1.6 mm dia mild steel wire, including centering and shuttering, roughening cleaning, fixing and finishing with cement mortar 1:3 (1 cement: 3 fine sand) etc. complete, excluding plastering of the jambs, sills and soffits. 50 mm thick | BI01010001010000000000000515BI0100001215 | 25 | Sqm | 921.419 |  |  | Excess(+) | 1 | Full Conversion | INR | [40 empty] | 23035.474 | 23035.474 | INR Twenty Three Thousand &Thirty Five and Paise Forty Seven Only | 814.55 | 110 | 124.432 | 921.419
105 | Artificial stone in floor, dado, staircase etc with cement concrete (1:2:4) with stone chips, laid in panels as directed with topping made with ordinary or white cement (as necessary) and marble dust in proportion (1:2) including smooth finishing and rounding off corners including raking out joints or roughening of concrete surface and application of cement slurry before flooring works using cement @ 1.75 kg/sq.m all complete including all materials and labour. 3 mm. thick topping (High polishing grinding on this item is not permitted with ordinary cement). Using grey cement 35 mm. thick b). In 1st Floor | BI01010001010000000000000515BI0100001216 | 100.75 | Sq.m | 386.9383 |  |  | Excess(+) | 1 | Full Conversion | INR | [40 empty] | 38984.0309 | 38984.0309 | INR Thirty Eight Thousand Nine Hundred & Eighty Four and Paise Three Only | 342.06 | 44.2 | 49.999 | 386.9383
106 | Artificial stone in floor, dado, staircase etc with cement concrete (1:2:4) with stone chips, laid in panels as directed with topping made with ordinary or white cement (as necessary) and marble dust in proportion (1:2) including smooth finishing and rounding off corners including raking out joints or roughening of concrete surface and application of cement slurry before flooring works using cement @ 1.75 kg/sq.m all complete including all materials and labour. 3 mm. thick topping (High polishing grinding on this item is not permitted with ordinary cement). Using grey cement 35 mm. thick c). In 2nd Floor | BI01010001010000000000000515BI0100001217 | 100.75 | Sq.m | 392.7413 |  |  | Excess(+) | 1 | Full Conversion | INR | [40 empty] | 39568.6888 | 39568.6888 | INR Thirty Nine Thousand Five Hundred & Sixty Eight and Paise Sixty Nine Only | 347.19 | 44.2 | 49.999 | 392.7413
107 | Dismantling artificial stone flooring upto 50 mm. thick by carefully chiselling without damaging the base and removing rubbish as directed within a lead of 75 m. a). In ground floor. | BI01010001010000000000000515BI0100001218 | 100.75 | Sq.M. | 56.56 |  |  | Excess(+) | 1 | Full Conversion | INR | [40 empty] | 5698.42 | 5698.42 | INR Five Thousand Six Hundred & Ninety Eight and Paise Forty Two Only | 50 | 44.2 | 49.999 | 56.56
108 | Dismantling artificial stone flooring upto 50 mm. thick by carefully chiselling without damaging the base and removing rubbish as directed within a lead of 75 m. b). In 1st Floor | BI01010001010000000000000515BI0100001219 | 100.75 | Sq.M. | 63.3472 |  |  | Excess(+) | 1 | Full Conversion | INR | [40 empty] | 6382.2304 | 6382.2304 | INR Six Thousand Three Hundred & Eighty Two and Paise Twenty Three Only | 56 | 44.2 | 49.999 | 63.3472
109 | Dismantling artificial stone flooring upto 50 mm. thick by carefully chiselling without damaging the base and removing rubbish as directed within a lead of 75 m. c). In 2nd Floor | BI01010001010000000000000515BI0100001220 | 100.75 | Sq.M. | 70.1344 |  |  | Excess(+) | 1 | Full Conversion | INR | [40 empty] | 7066.0408 | 7066.0408 | INR Seven Thousand &Sixty Six and Paise Four Only | 62 | 44.2 | 49.999 | 70.1344
110 | Providing and fixing of false ceiling with powder coated exposed G.I. grid suspension system (E-Grid U-1520 or equivalent load carrying capacity with mid span deflection not exceeding 1/360 span with hanger spacing of 1200mm c/c ) consisting of Main Runner 3600 mm long, Cross Tee 1200 mm / 600 mm long and Wall Angle. The Wall Angle shall be fixed on PVC Dash Fasteners on the perimeter of the wall by steel screws with distance 300mm c/c. The Main Runners to be placed @ 1200 mm. The Cross Tee 1200mm will be inserted in the pre-cut slots of Main Runner at a regular interval of 600 mm to form a modular grid of 1200mm X 600mm. Additional Cross Tees of 600 mm shall be placed perpendicular to the Cross Tee 1200 mm long to finally form a grid of 600 mm X 600 mm. Grid of module size 600 mm X 600 mm shall be supported by 6 mm dia G.I. wire from purlins / soffit. 15mm thick OW Acoustic Board (Mineral Fiber Acoustic Ceiling Tiles) of approved patern and size 595mm X 595mm with NRC value > 0.65 should be placed in the Grid module to form a False Ceiling. All complete as per the drawing & directions of Engineer-in-charge. a). In Ground floor. | BI01010001010000000000000515BI0100001221 | 15.8 | Sq.m | 1535.0384 |  |  | Excess(+) | 1 | Full Conversion | INR | [40 empty] | 24253.6067 | 24253.6067 | INR Twenty Four Thousand Two Hundred & Fifty Three and Paise Sixty One Only | 1357 | 45.1 | 51.0171 | 1535.0384
111 | M.S. structural works in columns, beams etc. with simple rolled structural members (e.g. joists, angle, channel sections conforming to IS: 226, IS: 808 & SP (6)- 1964 connected to one another with bracket, gussets, cleats as per design, direction of Engineer-incharge complete including cutting to requisite shape and length, fabrication with necessary bolting, metal arc welding conforming to IS: 816- 1969 & IS: 1995 using electrodes of approved make and brand conforming to IS:814- 2004, haulage, hoisting and erection all complete. The rate includes the cost of rolled steel section, consumables such as electrodes, gas and hire charge of all tools and plants and labour required for the work including all incidental chages such as electricity charges, labour insurance charges etc. For structural members of specified sections weighing less than 22.5 Kg./m | BI01010001010000000000000515BI0100001222 | 0.5 | MT | 82128.5136 |  |  | Excess(+) | 1 | Full Conversion | INR | [40 empty] | 41064.2568 | 41064.2568 | INR Forty One Thousand &Sixty Four and Paise Twenty Six Only | 72603 | 45.81 | 51.8203 | 82128.5136
112 | Iron butt hinges of approved quality fitted and fixed with steel screws, with ISI mark.100mm. X 50mm. X 1.25mm. | BI01010001010000000000000515BI0100001223 | 50 | Each | 48.6416 |  |  | Excess(+) | 1 | Full Conversion | INR | [40 empty] | 2432.08 | 2432.08 | INR Two Thousand Four Hundred & Thirty Two and Paise Eight Only | 43 | 46.52 | 52.6234 | 48.6416
113 | Brass hasp bolt of approved quality fitted and fixed complete (oxidised) with 16mm dia rod with centre bolt and round fitting. 250 mm long | BI01010001010000000000000515BI0100001224 | 25 | Each | 675.3264 |  |  | Excess(+) | 1 | Full Conversion | INR | [40 empty] | 16883.16 | 16883.16 | INR Sixteen Thousand Eight Hundred & Eighty Three and Paise Sixteen Only | 597 | 47.23 | 53.4266 | 675.3264
114 | Sanitary Work Labour for dismantling G.I. pipe with fittings. 25 mm | BI01010001010000000000000515BI0100001225 | 348.754 | Mtr. | 6.7872 |  |  | Excess(+) | 1 | Full Conversion | INR | [40 empty] | 2367.0631 | 2367.0631 | INR Two Thousand Three Hundred & Sixty Seven and Paise Six Only | 6 | 47.94 | 54.2297 | 6.7872
115 | Labour for dismantling G.I. pipe with fittings. 32 mm | BI01010001010000000000000515BI0100001226 | 320.371 | Mtr. | 6.7872 |  |  | Excess(+) | 1 | Full Conversion | INR | [40 empty] | 2174.4221 | 2174.4221 | INR Two Thousand One Hundred & Seventy Four and Paise Forty Two Only | 6 | 62 | 70.1344 | 6.7872
116 | Labour for dismantling G.I. pipe with fittings. 40 mm | BI01010001010000000000000515BI0100001227 | 211.118 | Mtr. | 9.0496 |  |  | Excess(+) | 1 | Full Conversion | INR | [40 empty] | 1910.5335 | 1910.5335 | INR One Thousand Nine Hundred & Ten and Paise Fifty Three Only | 8 | 62 | 70.1344 | 9.0496
117 | Labour for dismantling G.I. pipe with fittings. 50 mm | BI01010001010000000000000515BI0100001228 | 367.848 | Mtr. | 9.0496 |  |  | Excess(+) | 1 | Full Conversion | INR | [40 empty] | 3328.8773 | 3328.8773 | INR Three Thousand Three Hundred & Twenty Eight and Paise Eighty Eight Only | 8 | 62 | 70.1344 | 9.0496
118 | Labour for dismantling G.I. pipe with fittings. 65 mm | BI01010001010000000000000515BI0100001229 | 367.848 | Mtr. | 9.0496 |  |  | Excess(+) | 1 | Full Conversion | INR | [40 empty] | 3328.8773 | 3328.8773 | INR Three Thousand Three Hundred & Twenty Eight and Paise Eighty Eight Only | 8 | 62 | 70.1344 | 9.0496
119 | Labour for dismantling G.I. pipe with fittings. 80 mm | BI01010001010000000000000515BI0100001230 | 367.848 | Mtr. | 12.4432 |  |  | Excess(+) | 1 | Full Conversion | INR | [40 empty] | 4577.2062 | 4577.2062 | INR Four Thousand Five Hundred & Seventy Seven and Paise Twenty One Only | 11 | 62 | 70.1344 | 12.4432
120 | Labour for dismantling G.I. pipe with fittings. 100 mm | BI01010001010000000000000515BI0100001231 | 367.848 | Mtr. | 12.4432 |  |  | Excess(+) | 1 | Full Conversion | INR | [40 empty] | 4577.2062 | 4577.2062 | INR Four Thousand Five Hundred & Seventy Seven and Paise Twenty One Only | 11 | 67 | 75.7904 | 12.4432
121 | Supplying, fitting and fixing Peet's valve fullway gunmetal standard pattern best quality of approved brand bearing I.S.I. marking with fittings (tested to 21 kg per sq. cm.). 25 mm dia | BI01010001010000000000000515BI0100001232 | 5 | Each | 1031.6544 |  |  | Excess(+) | 1 | Full Conversion | INR | [40 empty] | 5158.272 | 5158.272 | INR Five Thousand One Hundred & Fifty Eight and Paise Twenty Seven Only | 912 | 67.71 | 76.5936 | 1031.6544
122 | Supplying, fitting and fixing CPVC (Chlorinated Polyvinyl Chloride) pipes of approved make conforming to IS-15778: 2007 . with all necessary accessories, specials viz. socket, bend, tee, union, cross, elbo, nipple, longscrew, reducing socket, reducing tee, short piece etc. fitted with holder bats clamps, including cutting pipes, fitting, fixing etc. complete in all respect including cost of all necessary fittings as required,jointing materials in any position above ground. (Payment will be made on the centre line measurements of total pipe line including all specials. No separate payment will be made for accesories, specials. a). Exposed Work(CPVC Pipes Class-1, SDR-11)25 mm Dia | BI01010001010000000000000515BI0100001233 | 112.75 | Mtr. | 235.2896 |  |  | Excess(+) | 1 | Full Conversion | INR | [40 empty] | 26528.9024 | 26528.9024 | INR Twenty Six Thousand Five Hundred & Twenty Eight and Paise Ninety Only | 208 | 68.42 | 77.3967 | 235.2896
123 | Supplying, fitting and fixing CPVC (Chlorinated Polyvinyl Chloride) pipes of approved make conforming to IS-15778: 2007 . with all necessary accessories, specials viz. socket, bend, tee, union, cross, elbo, nipple, longscrew, reducing socket, reducing tee, short piece etc. fitted with holder bats clamps, including cutting pipes, fitting, fixing etc. complete in all respect including cost of all necessary fittings as required,jointing materials in any position above ground. (Payment will be made on the centre line measurements of total pipe line including all specials. No separate payment will be made for accesories, specials. a). Exposed Work(CPVC Pipes Class-1, SDR-11)32 mm Dia | BI01010001010000000000000515BI0100001234 | 115.5 | Mtr. | 320.1296 |  |  | Excess(+) | 1 | Full Conversion | INR | [40 empty] | 36974.9688 | 36974.9688 | INR Thirty Six Thousand Nine Hundred & Seventy Four and Paise Ninety Seven Only | 283 | 69.13 | 78.1999 | 320.1296
124 | Supplying, fitting and fixing CPVC (Chlorinated Polyvinyl Chloride) pipes of approved make conforming to IS-15778: 2007 . with all necessary accessories, specials viz. socket, bend, tee, union, cross, elbo, nipple, longscrew, reducing socket, reducing tee, short piece etc. fitted with holder bats clamps, including cutting pipes, fitting, fixing etc. complete in all respect including cost of all necessary fittings as required,jointing materials in any position above ground. (Payment will be made on the centre line measurements of total pipe line including all specials. No separate payment will be made for accesories, specials. a). Exposed Work(CPVC Pipes Class-1, SDR-11)40 mm Dia | BI01010001010000000000000515BI0100001235 | 121 | Mtr. | 455.8736 |  |  | Excess(+) | 1 | Full Conversion | INR | [40 empty] | 55160.7056 | 55160.7056 | INR Fifty Five Thousand One Hundred & Sixty and Paise Seventy One Only | 403 | 69.84 | 79.003 | 455.8736
125 | Supplying, fitting and fixing CPVC (Chlorinated Polyvinyl Chloride) pipes of approved make conforming to IS-15778: 2007 . with all necessary accessories, specials viz. socket, bend, tee, union, cross, elbo, nipple, longscrew, reducing socket, reducing tee, short piece etc. fitted with holder bats clamps, including cutting pipes, fitting, fixing etc. complete in all respect including cost of all necessary fittings as required,jointing materials in any position above ground. (Payment will be made on the centre line measurements of total pipe line including all specials. No separate payment will be made for accesories, specials. a). Exposed Work(CPVC Pipes Class-1, SDR-11)50 mm Dia | BI01010001010000000000000515BI0100001236 | 115.5 | Mtr. | 744.3296 |  |  | Excess(+) | 1 | Full Conversion | INR | [40 empty] | 85970.0688 | 85970.0688 | INR Eighty Five Thousand Nine Hundred & Seventy and Paise Seven Only | 658 | 29 | 32.8048 | 744.3296
126 | Supplying, fitting and fixing gunmetal wheel valve of approved brand and make tested to 21 kg per sq. cm. (for water lines only). (i) 100 mm dia | BI01010001010000000000000515BI0100001237 | 6 | Each | 10868.5696 |  |  | Excess(+) | 1 | Full Conversion | INR | [40 empty] | 65211.4176 | 65211.4176 | INR Sixty Five Thousand Two Hundred & Eleven and Paise Forty Two Only | 9608 | 29 | 32.8048 | 10868.5696
127 | Supplying, fitting and fixing gunmetal wheel valve of approved brand and make tested to 21 kg per sq. cm. (for water lines only). (iv) 50 mm dia | BI01010001010000000000000515BI0100001238 | 8 | Each | 2575.7424 |  |  | Excess(+) | 1 | Full Conversion | INR | [40 empty] | 20605.9392 | 20605.9392 | INR Twenty Thousand Six Hundred & Five and Paise Ninety Four Only | 2277 | 29 | 32.8048 | 2575.7424
128 | Supplying, fitting and fixing gunmetal wheel valve of approved brand and make tested to 21 kg per sq. cm. (for water lines only). (v) 40 mm dia | BI01010001010000000000000515BI0100001239 | 8 | Each | 1798.608 |  |  | Excess(+) | 1 | Full Conversion | INR | [40 empty] | 14388.864 | 14388.864 | INR Fourteen Thousand Three Hundred & Eighty Eight and Paise Eighty Six Only | 1590 | 29 | 32.8048 | 1798.608
129 | Supplying, fitting and fixing gunmetal wheel valve of approved brand and make tested to 21 kg per sq. cm. (for water lines only). (vi) 32 mm dia | BI01010001010000000000000515BI0100001240 | 8 | Each | 1312.192 |  |  | Excess(+) | 1 | Full Conversion | INR | [40 empty] | 10497.536 | 10497.536 | INR Ten Thousand Four Hundred & Ninety Seven and Paise Fifty Four Only | 1160 | 29 | 32.8048 | 1312.192
130 | Supplying, fitting and fixing gunmetal wheel valve of approved brand and make tested to 21 kg per sq. cm. (for water lines only). (vii) 25 mm dia | BI01010001010000000000000515BI0100001241 | 8 | Each | 880.0736 |  |  | Excess(+) | 1 | Full Conversion | INR | [40 empty] | 7040.5888 | 7040.5888 | INR Seven Thousand &Forty and Paise Fifty Nine Only | 778 | 72 | 81.4464 | 880.0736
131 | Supply of UPVC pipes (B Type) & fittings conforming to IS-13592-1992 Double Socketed 3 Meter Length (a) 75 mm | BI01010001010000000000000515BI0100001242 | 133.067 | Mtr. | 238.6832 |  |  | Excess(+) | 1 | Full Conversion | INR | [40 empty] | 31760.8574 | 31760.8574 | INR Thirty One Thousand Seven Hundred & Sixty and Paise Eighty Six Only | 211 | 72 | 81.4464 | 238.6832
132 | Supply of UPVC pipes (B Type) & fittings conforming to IS-13592-1992 Double Socketed 3 Meter Length (b) 110 mm | BI01010001010000000000000515BI0100001243 | 183.822 | Mtr. | 356.328 |  |  | Excess(+) | 1 | Full Conversion | INR | [40 empty] | 65500.9256 | 65500.9256 | INR Sixty Five Thousand Five Hundred and Paise Ninety Three Only | 315 | 72 | 81.4464 | 356.328
133 | Supply of UPVC pipes (B Type) & fittings conforming to IS-13592-1992 Double socketed 1.2 mtr length (b) 110 mm | BI01010001010000000000000515BI0100001244 | 95.337 | Mtr. | 364.2464 |  |  | Excess(+) | 1 | Full Conversion | INR | [40 empty] | 34726.159 | 34726.159 | INR Thirty Four Thousand Seven Hundred & Twenty Six and Paise Sixteen Only | 322 | 72 | 81.4464 | 364.2464
134 | Supply of UPVC pipes (B Type) & fittings conforming to IS-13592-1992 Double socketed .9 mtr length (b) 110 mm | BI01010001010000000000000515BI0100001245 | 31.833 | Mtr. | 366.5088 |  |  | Excess(+) | 1 | Full Conversion | INR | [40 empty] | 11667.0746 | 11667.0746 | INR Eleven Thousand Six Hundred & Sixty Seven and Paise Seven Only | 324 | 72 | 81.4464 | 366.5088
135 | Supply of UPVC pipes (B Type) & fittings conforming to IS-13592-1992 Double socketed .6 mtr length (b) 110 mm | BI01010001010000000000000515BI0100001246 | 63.585 | Mtr. | 381.2144 |  |  | Excess(+) | 1 | Full Conversion | INR | [40 empty] | 24239.5176 | 24239.5176 | INR Twenty Four Thousand Two Hundred & Thirty Nine and Paise Fifty Two Only | 337 | 38 | 42.9856 | 381.2144
136 | Supply of UPVC pipes (B Type) & fittings conforming to IS-13592-1992 (B). Fittings b). 110 mm Coupler | BI01010001010000000000000515BI0100001247 | 42 | Each | 96.152 |  |  | Excess(+) | 1 | Full Conversion | INR | [40 empty] | 4038.384 | 4038.384 | INR Four Thousand &Thirty Eight and Paise Thirty Eight Only | 85 | 38 | 42.9856 | 96.152
137 | Supply of UPVC pipes (B Type) & fittings conforming to IS-13592-1992 (B). Fittings b). 110 mm Plain Tee | BI01010001010000000000000515BI0100001248 | 45 | Each | 96.152 |  |  | Excess(+) | 1 | Full Conversion | INR | [40 empty] | 4326.84 | 4326.84 | INR Four Thousand Three Hundred & Twenty Six and Paise Eighty Four Only | 85 | 38 | 42.9856 | 96.152
138 | Supply of UPVC pipes (B Type) & fittings conforming to IS-13592-1992 (B). Fittings b). 110 mm Plain Y | BI01010001010000000000000515BI0100001249 | 51 | Each | 233.0272 |  |  | Excess(+) | 1 | Full Conversion | INR | [40 empty] | 11884.3872 | 11884.3872 | INR Eleven Thousand Eight Hundred & Eighty Four and Paise Thirty Nine Only | 206 | 38 | 42.9856 | 233.0272
139 | Supply of UPVC pipes (B Type) & fittings conforming to IS-13592-1992 (B). Fittings b). 110 mm Bend 45° | BI01010001010000000000000515BI0100001250 | 105 | Each | 100.6768 |  |  | Excess(+) | 1 | Full Conversion | INR | [40 empty] | 10571.064 | 10571.064 | INR Ten Thousand Five Hundred & Seventy One and Paise Six Only | 89 | 75 | 84.84 | 100.6768
140 | Supply of UPVC pipes (B Type) & fittings conforming to IS-13592-1992 (B). Fittings b). 110 mm Bend 87.5° | BI01010001010000000000000515BI0100001251 | 105 | Each | 135.744 |  |  | Excess(+) | 1 | Full Conversion | INR | [40 empty] | 14253.12 | 14253.12 | INR Fourteen Thousand Two Hundred & Fifty Three and Paise Twelve Only | 120 | 75 | 84.84 | 135.744
141 | Supply of UPVC pipes (B Type) & fittings conforming to IS-13592-1992 (B). Fittings b). 110 mm Door Bend (T.S.) | BI01010001010000000000000515BI0100001252 | 27 | Each | 166.2864 |  |  | Excess(+) | 1 | Full Conversion | INR | [40 empty] | 4489.7328 | 4489.7328 | INR Four Thousand Four Hundred & Eighty Nine and Paise Seventy Three Only | 147 | 75 | 84.84 | 166.2864
142 | Supply of UPVC pipes (B Type) & fittings conforming to IS-13592-1992 (B). Fittings b). 110 mm Vent Cowl | BI01010001010000000000000515BI0100001253 | 9 | Each | 37.3296 |  |  | Excess(+) | 1 | Full Conversion | INR | [40 empty] | 335.9664 | 335.9664 | INR Three Hundred & Thirty Five and Paise Ninety Seven Only | 33 | 75 | 84.84 | 37.3296
143 | Supply of UPVC pipes (B Type) & fittings conforming to IS-13592-1992 (B). Fittings b). 110 mm Pipe clip | BI01010001010000000000000515BI0100001254 | 450 | Each | 23.7552 |  |  | Excess(+) | 1 | Full Conversion | INR | [40 empty] | 10689.84 | 10689.84 | INR Ten Thousand Six Hundred & Eighty Nine and Paise Eighty Four Only | 21 | 2199 | 2487.5088 | 23.7552
144 | Supply of UPVC pipes (B Type) & fittings conforming to IS-13592-1992 (B). Fittings c). 160 mm Pipe clip | BI01010001010000000000000515BI0100001255 | 200 | Each | 48.6416 |  |  | Excess(+) | 1 | Full Conversion | INR | [40 empty] | 9728.32 | 9728.32 | INR Nine Thousand Seven Hundred & Twenty Eight and Paise Thirty Two Only | 43 | 2225.388 | 2517.3589 | 48.6416
145 | 125/110 P Trap With W.C. Ring 75 mm | BI01010001010000000000000515BI0100001256 | 37 | Each | 384.608 |  |  | Excess(+) | 1 | Full Conversion | INR | [40 empty] | 14230.496 | 14230.496 | INR Fourteen Thousand Two Hundred & Thirty and Paise Fifty Only | 340 | 2252.0927 | 2547.5672 | 384.608
146 | Reducer Tee 110x75mm 75 mm | BI01010001010000000000000515BI0100001257 | 75 | Each | 160.6304 |  |  | Excess(+) | 1 | Full Conversion | INR | [40 empty] | 12047.28 | 12047.28 | INR Twelve Thousand &Forty Seven and Paise Twenty Eight Only | 142 | 2279.1178 | 2578.138 | 160.6304
147 | Labour for fitting and fixing U.P.V.C. pipes for above ground work including cost of jointing materials etc. fitting and fixing all necessary specials, cutting pipes, cutting holes in walls or R.C. floor where necessary and mending good all damages excluding the cost of masonry or concrete work, if necessary, but including the cost and fitting and fixing holder bat clamps (any floor) or for underground work including cutting trenches upto 1.5 metre and refilling the same complete as per direction of the Engineer incharge. (Payment will be made on centre line measurement of the total pipeline including specials. A). Above Ground a). 75 mm | BI01010001010000000000000515BI0100001258 | 133.067 | Mtr | 50.904 |  |  | Excess(+) | 1 | Full Conversion | INR | [40 empty] | 6773.6426 | 6773.6426 | INR Six Thousand Seven Hundred & Seventy Three and Paise Sixty Four Only | 45 | 218 | 246.6016 | 50.904
148 | Labour for fitting and fixing U.P.V.C. pipes for above ground work including cost of jointing materials etc. fitting and fixing all necessary specials, cutting pipes, cutting holes in walls or R.C. floor where necessary and mending good all damages excluding the cost of masonry or concrete work, if necessary, but including the cost and fitting and fixing holder bat clamps (any floor) or for underground work including cutting trenches upto 1.5 metre and refilling the same complete as per direction of the Engineer incharge. (Payment will be made on centre line measurement of the total pipeline including specials. A). Above Ground b). 110 mm | BI01010001010000000000000515BI0100001259 | 374.577 | Mtr | 64.4784 |  |  | Excess(+) | 1 | Full Conversion | INR | [40 empty] | 24152.1256 | 24152.1256 | INR Twenty Four Thousand One Hundred & Fifty Two and Paise Thirteen Only | 57 | 195 | 220.584 | 64.4784
149 | Repairing works Supplying, fitting and fixing low-down cistern parts. (i) Internal fittings for cistern complete of approved make. | BI01010001010000000000000515BI0100001260 | 10 | Each set | 321.2608 |  |  | Excess(+) | 1 | Full Conversion | INR | [40 empty] | 3212.608 | 3212.608 | INR Three Thousand Two Hundred & Twelve and Paise Sixty One Only | 284 | 311 | 351.8032 | 321.2608
150 | Repairing works Supplying, fitting and fixing low-down cistern parts. (ii) Outlet Assembly | BI01010001010000000000000515BI0100001261 | 10 | Each | 315.6048 |  |  | Excess(+) | 1 | Full Conversion | INR | [40 empty] | 3156.048 | 3156.048 | INR Three Thousand One Hundred & Fifty Six and Paise Five Only | 279 | 270 | 305.424 | 315.6048
151 | Repairing works Supplying, fitting and fixing low-down cistern parts. (iii) Intlet Assembly | BI01010001010000000000000515BI0100001262 | 10 | Each | 72.3968 |  |  | Excess(+) | 1 | Full Conversion | INR | [40 empty] | 723.968 | 723.968 | INR Seven Hundred & Twenty Three and Paise Ninety Seven Only | 64 | 117 | 132.3504 | 72.3968
152 | Repairing works Supplying, fitting and fixing low-down cistern parts. (iv) Rubber Kid | BI01010001010000000000000515BI0100001263 | 10 | Each | 343.8848 |  |  | Excess(+) | 1 | Full Conversion | INR | [40 empty] | 3438.848 | 3438.848 | INR Three Thousand Four Hundred & Thirty Eight and Paise Eighty Five Only | 304 | 119 | 134.6128 | 343.8848
153 | Repairing works Supplying, fitting and fixing low-down cistern parts. (v) Knob | BI01010001010000000000000515BI0100001264 | 10 | Each | 343.8848 |  |  | Excess(+) | 1 | Full Conversion | INR | [40 empty] | 3438.848 | 3438.848 | INR Three Thousand Four Hundred & Thirty Eight and Paise Eighty Five Only | 304 | 148 | 167.4176 | 343.8848
154 | Repairing works Supplying, fitting and fixing low-down cistern parts. (vi) Brackets (pair) | BI01010001010000000000000515BI0100001265 | 10 | Each | 343.8848 |  |  | Excess(+) | 1 | Full Conversion | INR | [40 empty] | 3438.848 | 3438.848 | INR Three Thousand Four Hundred & Thirty Eight and Paise Eighty Five Only | 304 | 183 | 207.0096 | 343.8848
155 | Repairing works Supplying, fitting and fixing low-down cistern parts. b). E. W.C. & Anglo-Indian W.C. | BI01010001010000000000000515BI0100001266 | 10 | Each | 307.6864 |  |  | Excess(+) | 1 | Full Conversion | INR | [40 empty] | 3076.864 | 3076.864 | INR Three Thousand &Seventy Six and Paise Eighty Six Only | 272 | 658 | 744.3296 | 307.6864
156 | Dismantling wash basin with brackets with or without waste fittings. | BI01010001010000000000000515BI0100001267 | 10 | Each | 39.592 |  |  | Excess(+) | 1 | Full Conversion | INR | [40 empty] | 395.92 | 395.92 | INR Three Hundred & Ninety Five and Paise Ninety Two Only | 35 | 263 | 297.5056 | 39.592
157 | Refixing wash basin with brackets with or without waste fittings. | BI01010001010000000000000515BI0100001268 | 10 | Each | 79.184 |  |  | Excess(+) | 1 | Full Conversion | INR | [40 empty] | 791.84 | 791.84 | INR Seven Hundred & Ninety One and Paise Eighty Four Only | 70 | 14 | 15.8368 | 79.184
158 | Dismantling sink with brackets with or without waste fittings. (ii) Above 450 mm and upto 600 mm length | BI01010001010000000000000515BI0100001269 | 10 | Each | 58.8224 |  |  | Excess(+) | 1 | Full Conversion | INR | [40 empty] | 588.224 | 588.224 | INR Five Hundred & Eighty Eight and Paise Twenty Two Only | 52 | 15 | 16.968 | 58.8224
159 | Dismantling pillar cock of wash basin. | BI01010001010000000000000515BI0100001270 | 10 | Each | 10.1808 |  |  | Excess(+) | 1 | Full Conversion | INR | [40 empty] | 101.808 | 101.808 | INR One Hundred & One and Paise Eighty One Only | 9 | 696 | 787.3152 | 10.1808
160 | Supplying, fitting and fixing shower of approved brand and make. (a) (i) Chromium plated round shower with revolving joint 100 mm dia with rubid cleaning system (Equivalent to Code No. 542(N) & Model - Tropical / Sumthing Special of ESSCO or similar brand). | BI01010001010000000000000515BI0100001271 | 8 | Each | 511.3024 |  |  | Excess(+) | 1 | Full Conversion | INR | [40 empty] | 4090.4192 | 4090.4192 | INR Four Thousand &Ninety and Paise Forty Two Only | 452 | 941 | 1064.4592 | 511.3024
161 | Supplying, fitting and fixing shower of approved brand and make. (e) Chromium plated double coat Hook(Equivalent to Code No. 35761 & Model - KUBIX of Jaquar or similar). | BI01010001010000000000000515BI0100001272 | 12 | Each | 583.6992 |  |  | Excess(+) | 1 | Full Conversion | INR | [40 empty] | 7004.3904 | 7004.3904 | INR Seven Thousand &Four and Paise Thirty Nine Only | 516 | 730 | 825.776 | 583.6992
162 | Supplying, fitting and fixing CPVC (Chlorinated Polyvinyl Chloride) pipes of approved make conforming to IS-15778: 2007 . with all necessary accessories, specials viz. socket, bend, tee, union, cross, elbo, nipple, longscrew, reducing socket, reducing tee, short piece etc. fitted with holder bats clamps, including cutting pipes, fitting, fixing etc. complete in all respect including cost of all necessary fittings as required,jointing materials in any position above ground. (Payment will be made on the centre line measurements of total pipe line including all specials. No separate payment will be made for accesories, specials. b). Concealed Work CPVC Pipes Class-1,SDR-11 15 mm Dia | BI01010001010000000000000515BI0100001273 | 164.325 | Mtr. | 158.368 |  |  | Excess(+) | 1 | Full Conversion | INR | [40 empty] | 26023.8216 | 26023.8216 | INR Twenty Six Thousand &Twenty Three and Paise Eighty Two Only | 140 | 742 | 839.3504 | 158.368
163 | Supplying, fitting and fixing CPVC (Chlorinated Polyvinyl Chloride) pipes of approved make conforming to IS-15778: 2007 . with all necessary accessories, specials viz. socket, bend, tee, union, cross, elbo, nipple, longscrew, reducing socket, reducing tee, short piece etc. fitted with holder bats clamps, including cutting pipes, fitting, fixing etc. complete in all respect including cost of all necessary fittings as required,jointing materials in any position above ground. (Payment will be made on the centre line measurements of total pipe line including all specials. No separate payment will be made for accesories, specials. b). Concealed Work CPVC Pipes Class-1,SDR-11 20 mm Dia | BI01010001010000000000000515BI0100001274 | 317.625 | Mtr. | 193.4352 |  |  | Excess(+) | 1 | Full Conversion | INR | [40 empty] | 61439.8554 | 61439.8554 | INR Sixty One Thousand Four Hundred & Thirty Nine and Paise Eighty Six Only | 171 | 754 | 852.9248 | 193.4352
164 | Supplying, fitting and fixing CPVC (Chlorinated Polyvinyl Chloride) pipes of approved make conforming to IS-15778: 2007 . with all necessary accessories, specials viz. socket, bend, tee, union, cross, elbo, nipple, longscrew, reducing socket, reducing tee, short piece etc. fitted with holder bats clamps, including cutting pipes, fitting, fixing etc. complete in all respect including cost of all necessary fittings as required,jointing materials in any position above ground. (Payment will be made on the centre line measurements of total pipe line including all specials. No separate payment will be made for accesories, specials. b). Concealed Work CPVC Pipes Class-1,SDR-11 25 mm Dia | BI01010001010000000000000515BI0100001275 | 164.325 | Mtr. | 265.832 |  |  | Excess(+) | 1 | Full Conversion | INR | [40 empty] | 43682.8434 | 43682.8434 | INR Forty Three Thousand Six Hundred & Eighty Two and Paise Eighty Four Only | 235 | 766 | 866.4992 | 265.832
165 | Supplying, fitting and fixing bib cock or stop cock. (b) (i) Chromium plated Stop Cock (Equivalent to Code No. 513(A) & 513(B) & Model - Tropical / Sumthing Special of ESSCO or similar bfrand | BI01010001010000000000000515BI0100001276 | 22 | Each | 557.6816 |  |  | Excess(+) | 1 | Full Conversion | INR | [40 empty] | 12268.9952 | 12268.9952 | INR Twelve Thousand Two Hundred & Sixty Eight and Paise One Hundred Only | 493 | 468 | 529.4016 | 557.6816
166 | Supplying, fitting and fixing bib cock or stop cock. (d) (i) Chromium plated angular Stop Cock with wall flange (Equivalent to Code No. 5053 & Model - Florentine of Jaquar or similar brand). | BI01010001010000000000000515BI0100001277 | 16 | Each | 921.928 |  |  | Excess(+) | 1 | Full Conversion | INR | [40 empty] | 14750.848 | 14750.848 | INR Fourteen Thousand Seven Hundred & Fifty and Paise Eighty Five Only | 815 | 46 | 52.0352 | 921.928
167 | plain Floor Trap with Top tile & Strainer 75 mm | BI01010001010000000000000515BI0100001278 | 16 | Each | 162.8928 |  |  | Excess(+) | 1 | Full Conversion | INR | [40 empty] | 2606.2848 | 2606.2848 | INR Two Thousand Six Hundred & Six and Paise Twenty Eight Only | 144 | 5250 | 5938.8 | 162.8928
168 | Supplying, fitting and fixing 10 litre porcelain low-down cistern of approved make with either side or bottom inlet, side overflow, brackets complete with all internnal PVC fittings. White | BI01010001010000000000000515BI0100001279 | 8 | Each | 2598.3664 |  |  | Excess(+) | 1 | Full Conversion | INR | [40 empty] | 20786.9312 | 20786.9312 | INR Twenty Thousand Seven Hundred & Eighty Six and Paise Ninety Three Only | 2297 | 17 | 19.2304 | 2598.3664
169 | Supplying, fitting and fixing white vitreous china best quality approved make wash basin with C.I. brackets on 75 mm X 75 mm wooden blocks, C.P. waste fittings of 32 mm dia., one approved quality brass C.P. pillar cock of 15 mm dia., C.P. chain with rubber plug of 30 mm dia., approved quality P.V.C. waste pipe with C.P. nut 32 mm dia., 900 mm long approved quality P.V.C. connection pipe with heavy brass C.P. nut including mending good all damages and painting the brackets with two coats of approved paint. (ii) 550 mm X 400 mm size | BI01010001010000000000000515BI0100001280 | 6 | Each | 2497.6896 |  |  | Excess(+) | 1 | Full Conversion | INR | [40 empty] | 14986.1376 | 14986.1376 | INR Fourteen Thousand Nine Hundred & Eighty Six and Paise Fourteen Only | 2208 | 88 | 99.5456 | 2497.6896
170 | Supplying, fitting and fixing stainless steel sink complete with waste fittings and two coats of painting of C.I. brackets. a). Sink only (ii) 630 mm X 550 mm X 180 mm | BI01010001010000000000000515BI0100001281 | 3 | Each | 4284.9856 |  |  | Excess(+) | 1 | Full Conversion | INR | [40 empty] | 12854.9568 | 12854.9568 | INR Twelve Thousand Eight Hundred & Fifty Four and Paise Ninety Six Only | 3788 | 9077 | 10267.9024 | 4284.9856
171 | Supplying,fitting and fixing approved brand 32 mm dia.P.V.C. waste pipe, with PVC coupling at one end fitted with necessary clamps. (iv) 1050 mm long | BI01010001010000000000000515BI0100001282 | 50 | Each | 102.9392 |  |  | Excess(+) | 1 | Full Conversion | INR | [40 empty] | 5146.96 | 5146.96 | INR Five Thousand One Hundred & Forty Six and Paise Ninety Six Only | 91 | 1500 | 1696.8 | 102.9392
172 | Supplying, fitting and fixing Anglo-Indian W.C. in white glazed vitreous china ware of approved make complete in position with necessary bolts, nuts etc. with 'P' Trap(With Vent) | BI01010001010000000000000515BI0100001283 | 10 | Each | 3511.2448 |  |  | Excess(+) | 1 | Full Conversion | INR | [40 empty] | 35112.448 | 35112.448 | INR Thirty Five Thousand One Hundred & Twelve and Paise Forty Five Only | 3104 | 4745 | 5367.544 | 3511.2448
173 | Supplying, fitting and fixing glass shelf with aluminium guard rails. (a) Ordinary type with 5.5 mm sheet glass 600 mm X 125 mm | BI01010001010000000000000515BI0100001284 | 5 | Each | 542.976 |  |  | Excess(+) | 1 | Full Conversion | INR | [40 empty] | 2714.88 | 2714.88 | INR Two Thousand Seven Hundred & Fourteen and Paise Eighty Eight Only | 480 | 3788 | 4284.9856 | 542.976
174 | Supplying, fitting and fixing liquid soap container. (a) Cromium plated. | BI01010001010000000000000515BI0100001285 | 12 | Each | 444.5616 |  |  | Excess(+) | 1 | Full Conversion | INR | [40 empty] | 5334.7392 | 5334.7392 | INR Five Thousand Three Hundred & Thirty Four and Paise Seventy Four Only | 393 | 177 | 200.2224 | 444.5616
175 | Supplying, fitting and fixing soap holder. Fibre Glass | BI01010001010000000000000515BI0100001286 | 12 | Each | 65.6096 |  |  | Excess(+) | 1 | Full Conversion | INR | [40 empty] | 787.3152 | 787.3152 | INR Seven Hundred & Eighty Seven and Paise Thirty Two Only | 58 | 129 | 145.9248 | 65.6096
176 | Supplying, fitting and fixing towel rail with two brackets. Aluminium (iii) 25 mm dia. and 750 mm long | BI01010001010000000000000515BI0100001287 | 10 | Each | 211.5344 |  |  | Excess(+) | 1 | Full Conversion | INR | [40 empty] | 2115.344 | 2115.344 | INR Two Thousand One Hundred & Fifteen and Paise Thirty Four Only | 187 | 137 | 154.9744 | 211.5344
177 | Supplying, fitting and fixing Flat back urinal (half stall urinal) in white vitreous chinaware of approved make in position with brass screws on 75 mm X 75 mm X 75 mm wooden blocks complete. (i) 635 mm X 395 mm X 420 mm | BI01010001010000000000000515BI0100001288 | 8 | Each | 3245.4128 |  |  | Excess(+) | 1 | Full Conversion | INR | [40 empty] | 25963.3024 | 25963.3024 | INR Twenty Five Thousand Nine Hundred & Sixty Three and Paise Thirty Only | 2869 | 158 | 178.7296 | 3245.4128
178 | Dismantling G.I. tank including disconnecting pipe connection. | BI01010001010000000000000515BI0100001289 | 4 | Each | 130.088 |  |  | Excess(+) | 1 | Full Conversion | INR | [40 empty] | 520.352 | 520.352 | INR Five Hundred & Twenty and Paise Thirty Five Only | 115 | 912 | 1031.6544 | 130.088
179 | Supplying P.V.C. water storage tank of approved quality with closed top with lid (Black) - Multilayer c). 3000 litre capacity | BI01010001010000000000000515BI0100001290 | 2 | Each | 17686.312 |  |  | Excess(+) | 1 | Full Conversion | INR | [40 empty] | 35372.624 | 35372.624 | INR Thirty Five Thousand Three Hundred & Seventy Two and Paise Sixty Two Only | 15635 | 657 | 743.1984 | 17686.312
180 | Labour for hoisting plastic water storage tank. (ii) Above 1500 litre upto 5000 litre capacity. (a) Upto 1st story from G.L. | BI01010001010000000000000515BI0100001291 | 2 | Each | 174.2048 |  |  | Excess(+) | 1 | Full Conversion | INR | [40 empty] | 348.4096 | 348.4096 | INR Three Hundred & Forty Eight and Paise Forty One Only | 154 | 196 | 221.7152 | 174.2048
181 | Labour for hoisting plastic water storage tank. (ii) Above 1500 litre upto 5000 litre capacity. (b) Extra for each additional story | BI01010001010000000000000515BI0100001292 | 8 | Each | 81.4464 |  |  | Excess(+) | 1 | Full Conversion | INR | [40 empty] | 651.5712 | 651.5712 | INR Six Hundred & Fifty One and Paise Fifty Seven Only | 72 | 46 | 52.0352 | 81.4464
182 | Labour for punching hole in plastic water storage tank upto 50 mm dia. | BI01010001010000000000000515BI0100001293 | 15 | Each | 21.4928 |  |  | Excess(+) | 1 | Full Conversion | INR | [40 empty] | 322.392 | 322.392 | INR Three Hundred & Twenty Two and Paise Thirty Nine Only | 19 | 140 | 158.368 | 21.4928
183 | Electrical Work Dismantling the existing damaged wiring including switches, distribution bords etc. with all accessories from wall/ roof as directed by the EIC. | BI01010001010000000000000515BI0100001294 | 17 | item | 226.24 |  |  | Excess(+) | 1 | Full Conversion | INR | [40 empty] | 3846.08 | 3846.08 | INR Three Thousand Eight Hundred & Forty Six and Paise Eight Only | 200 | 83 | 93.8896 | 226.24
184 | S & F 415V 125A TPN Switch fuse Unit with SS enclosure on Angle frame (make L & T) on wall with nuts bolts etc. incl. S & F 3 nos DIN type HRC fuse. | BI01010001010000000000000515BI0100001295 | 2 | nos. | 8387.848 |  |  | Excess(+) | 1 | Full Conversion | INR | [40 empty] | 16775.696 | 16775.696 | INR Sixteen Thousand Seven Hundred & Seventy Five and Paise Seventy Only | 7415 | 46 | 52.0352 | 8387.848
185 | Supply & delevery of 1.1 Kv grade XLPE Aluminium armoured cable(make Gloster/Nicco/Havells) b) 4 core 25 sq mm | BI01010001010000000000000515BI0100001296 | 10 | mtr. | 257.9136 |  |  | Excess(+) | 1 | Full Conversion | INR | [40 empty] | 2579.136 | 2579.136 | INR Two Thousand Five Hundred & Seventy Nine and Paise Fourteen Only | 228 | 16 | 18.0992 | 257.9136
186 | Supply & delevery of 1.1 Kv grade XLPE Aluminium armoured cable(make Gloster/Nicco/Havells) c) 4 core 6 sq. mm | BI01010001010000000000000515BI0100001297 | 30 | .mtr | 141.4 |  |  | Excess(+) | 1 | Full Conversion | INR | [40 empty] | 4242 | 4242 | INR Four Thousand Two Hundred & Forty Two Only | 125 | 25 | 28.28 | 141.4
187 | Supply & delevery of 1.1 Kv grade XLPE Aluminium armoured cable(make Gloster/Nicco/Havells) d) 2core 6sq. mm | BI01010001010000000000000515BI0100001298 | 100 | Mtrs. | 114.2512 |  |  | Excess(+) | 1 | Full Conversion | INR | [40 empty] | 11425.12 | 11425.12 | INR Eleven Thousand Four Hundred & Twenty Five and Paise Twelve Only | 101 | 292 | 330.3104 | 114.2512
188 | Laying of the following XLPE Al armoured cable incl. 2/1 x 10 SWG G.I. Earth continuity conductor recessed in wall & mending good the damages to original finish:- (F-3, /5) b) 4 core 25 sq mm | BI01010001010000000000000515BI0100001299 | 10 | mtr. | 79.184 |  |  | Excess(+) | 1 | Full Conversion | INR | [40 empty] | 791.84 | 791.84 | INR Seven Hundred & Ninety One and Paise Eighty Four Only | 70 | 85 | 96.152 | 79.184
189 | Laying of the following XLPE Al armoured cable incl. 2/1 x 10 SWG G.I. Earth continuity conductor recessed in wall & mending good the damages to original finish:- (F-3, /5) c) 4 core 6 sq. mm | BI01010001010000000000000515BI0100001300 | 30 | mtr | 79.184 |  |  | Excess(+) | 1 | Full Conversion | INR | [40 empty] | 2375.52 | 2375.52 | INR Two Thousand Three Hundred & Seventy Five and Paise Fifty Two Only | 70 | 276 | 312.2112 | 79.184
190 | Laying of the following XLPE Al armoured cable incl. 2/1 x 10 SWG G.I. Earth continuity conductor recessed in wall & mending good the damages to original finish:- (F-3, /5) d) 2 core 6sq. mm | BI01010001010000000000000515BI0100001301 | 100 | mtr. | 64.4784 |  |  | Excess(+) | 1 | Full Conversion | INR | [40 empty] | 6447.84 | 6447.84 | INR Six Thousand Four Hundred & Forty Seven and Paise Eighty Four Only | 57 | 147 | 166.2864 | 64.4784
191 | S & F compression type cable gland complete with brass gland, brass ring, rubber ring for dust & moisture proof entry of PVC armoured cable & finishing end of the same as per GS for the b) 4core 25 sqmm PVC/A cable | BI01010001010000000000000515BI0100001302 | 4 | set | 313.3424 |  |  | Excess(+) | 1 | Full Conversion | INR | [40 empty] | 1253.3696 | 1253.3696 | INR One Thousand Two Hundred & Fifty Three and Paise Thirty Seven Only | 277 | 85 | 96.152 | 313.3424
192 | S & F compression type cable gland complete with brass gland, brass ring, rubber ring for dust & moisture proof entry of PVC armoured cable & finishing end of the same as per GS for the c) 4 core 6 sqmm PVC/A cable | BI01010001010000000000000515BI0100001303 | 4 | set | 200.2224 |  |  | Excess(+) | 1 | Full Conversion | INR | [40 empty] | 800.8896 | 800.8896 | INR Eight Hundred and Paise Eighty Nine Only | 177 | 21 | 23.7552 | 200.2224
193 | S & F compression type cable gland complete with brass gland, brass ring, rubber ring for dust & moisture proof entry of PVC armoured cable & finishing end of the same as per GS for the c) 2 core 6 sqmm PVC/A cable | BI01010001010000000000000515BI0100001304 | 8 | set | 113.12 |  |  | Excess(+) | 1 | Full Conversion | INR | [40 empty] | 904.96 | 904.96 | INR Nine Hundred & Four and Paise Ninety Six Only | 100 | 33 | 37.3296 | 113.12
194 | S & F 415V 6-20A perway (2+12 way) SPN MCBDB with SS enclosure double door with IP 42/43 protection with 2 pole 40 Amp isolator as incomer & 12 nos SPMCB C curve 10KA SPMCB’s as outgoing concealed in wall after wall cutting & mending good the damages to original finish including interconnection with suitable size of Cu wire neutral link & earthing attachment (Make Legrand). | BI01010001010000000000000515BI0100001305 | 4 | nos | 5627.72 |  |  | Excess(+) | 1 | Full Conversion | INR | [40 empty] | 22510.88 | 22510.88 | INR Twenty Two Thousand Five Hundred & Ten and Paise Eighty Eight Only | 4975 | 45 | 50.904 | 5627.72
195 | Distn. wiring in 3 x 1.5 sqmm single core stranded 'FR' PVC insulated & unsheathed single core stranded copper wire (Gloster/Finolex/Havells) in 19 mm bore, 3 mm thick polythene pipe (for horizontal & vertical run in wall and celing portion through polythen pipe) complete with all accessories embedded in wall to light/fan/call bell points with Modular type switch (Legrand/Crabtree) fixed on Modular GI switch board with top cover plate flushed in wall incl. mending good damages to original finish (Ave run 8 mtr ) | BI01010001010000000000000515BI0100001306 | 100 | PTS | 1236.4016 |  |  | Excess(+) | 1 | Full Conversion | INR | [40 empty] | 123640.16 | 123640.16 | INR One Lakh Twenty Three Thousand Six Hundred & Forty and Paise Sixteen Only | 1093 | 57 | 64.4784 | 1236.4016
196 | –Do- -Do- to 5Amp 230V 3 pin flush type plug socket and 5 Amp switch (Modular type) a) On board. | BI01010001010000000000000515BI0100001307 | 50 | pts. | 281.6688 |  |  | Excess(+) | 1 | Full Conversion | INR | [40 empty] | 14083.44 | 14083.44 | INR Fourteen Thousand &Eighty Three and Paise Forty Four Only | 249 | 84 | 95.0208 | 281.6688
197 | Distn. Wiring in 22/0.3 (1.5 sqmm) single core stranded ‘FR’ PVC insulated & unshealthed single core stranded copper wire (approved make) in 19 mm bore, 3 mm thick polythen pipe complete with all accessories embedded in wall to 240V 6A 3 Pin plug point incl. S & F 240V 6A 5 pin flush type plug socket – 2nos & piano key type switch – 2 nos. (modular type) incl. S & F earth continuty wire, fixed on sheet metal (16 SWG) switch board with bakelite/perspex (wall matching colour) top cover (3 mm thick) flushed in wall incl. mending good damages to original finish; 2X22/0.3 (Ph. & N) and 1X22/0.3 as ECC, Average run 4.5mtr (Separate 5A point). | BI01010001010000000000000515BI0100001308 | 20 | nos | 1061.0656 |  |  | Excess(+) | 1 | Full Conversion | INR | [40 empty] | 21221.312 | 21221.312 | INR Twenty One Thousand Two Hundred & Twenty One and Paise Thirty One Only | 938 | 2869 | 3245.4128 | 1061.0656
198 | Supply & fixing computer plug board modular type of 12 module GI box with cover plate recessed in wall comprising with the following (Legrand/Cabtree) a) 6/16A socket & 16A switch --1 set b) 6A socket & 6A switch --3 sets | BI01010001010000000000000515BI0100001309 | 4 | SET | 1594.992 |  |  | Excess(+) | 1 | Full Conversion | INR | [40 empty] | 6379.968 | 6379.968 | INR Six Thousand Three Hundred & Seventy Nine and Paise Ninety Seven Only | 1410 | 1132 | 1280.5184 | 1594.992
199 | Supply & Fixing 240 V, 25 A, Modular type AC m/c starter (Eletron OLP - 3) 4 Module GI Modular type switch board with 4 Module top cover plate flushed in wall incl. S&F switch board and cover plate and making necy. connections with PVC Cu wire and earth continuity wire .(For AC m/c) | BI01010001010000000000000515BI0100001310 | 3 | SET | 2545.2 |  |  | Excess(+) | 1 | Full Conversion | INR | [40 empty] | 7635.6 | 7635.6 | INR Seven Thousand Six Hundred & Thirty Five and Paise Sixty Only | 2250 | 881 | 996.5872 | 2545.2
200 | Supply & Fixing 240 V, 16 A, 3 pin Modular type Power plug socket (Crabtree) with 16A Modular type socket (Cabtree) with 16A Modular type switch, without plug top on 4 Module GI Modular type switch board with top cover plate flushed in wall incl. S&F switch board and cover plate and making necy. connections with PVC Cu wire and earth continuity wire. | BI01010001010000000000000515BI0100001311 | 13 | SET | 515.8272 |  |  | Excess(+) | 1 | Full Conversion | INR | [40 empty] | 6705.7536 | 6705.7536 | INR Six Thousand Seven Hundred & Five and Paise Seventy Five Only | 456 | 3287 | 3718.2544 | 515.8272
201 | S & drawing different size copper wire partly in polythine pipe embedded in wall & partly in rigid conduit pipe on wall for different power plug & SPN DB etc. 3x1.5 sqmm | BI01010001010000000000000515BI0100001312 | 500 | mtr | 115.3824 |  |  | Excess(+) | 1 | Full Conversion | INR | [40 empty] | 57691.2 | 57691.2 | INR Fifty Seven Thousand Six Hundred & Ninety One and Paise Twenty Only | 102 | 1613 | 1824.6256 | 115.3824
202 | S & drawing different size copper wire partly in polythine pipe embedded in wall & partly in rigid conduit pipe on wall for different power plug & SPN DB etc. a) 2x2.5 sqmm & 1x1.5 sqmm (for power plug. | BI01010001010000000000000515BI0100001313 | 200 | mtr | 134.6128 |  |  | Excess(+) | 1 | Full Conversion | INR | [40 empty] | 26922.56 | 26922.56 | INR Twenty Six Thousand Nine Hundred & Twenty Two and Paise Fifty Six Only | 119 | 1015 | 1148.168 | 134.6128
203 | S & drawing different size copper wire partly in polythine pipe embedded in wall & partly in rigid conduit pipe on wall for different power plug & SPN DB etc. b) 2x4 sq.mm & 1x2.5 sq.mm for meter connection. | BI01010001010000000000000515BI0100001314 | 100 | m | 168.5488 |  |  | Excess(+) | 1 | Full Conversion | INR | [40 empty] | 16854.88 | 16854.88 | INR Sixteen Thousand Eight Hundred & Fifty Four and Paise Eighty Eight Only | 149 | 485 | 548.632 | 168.5488
204 | S&F 250V superior type Ding Dong call bell (Anchor 8320) on HW board incl. S&F HW board. | BI01010001010000000000000515BI0100001315 | 5 | nos | 332.5728 |  |  | Excess(+) | 1 | Full Conversion | INR | [40 empty] | 1662.864 | 1662.864 | INR One Thousand Six Hundred & Sixty Two and Paise Eighty Six Only | 294 | 91 | 102.9392 | 332.5728
205 | S& F 250V 32A DPIC Main Switch on flat iron frame on wall (Havells Make) as per G.S. | BI01010001010000000000000515BI0100001316 | 3 | nos | 1444.5424 |  |  | Excess(+) | 1 | Full Conversion | INR | [40 empty] | 4333.6272 | 4333.6272 | INR Four Thousand Three Hundred & Thirty Three and Paise Sixty Three Only | 1277 | 3260 | 3687.712 | 1444.5424
206 | S&F bulk-head fittings (Havells make) incl. S&F 8Watt CFL as per G.S. | BI01010001010000000000000515BI0100001317 | 20 | nos. | 654.9648 |  |  | Excess(+) | 1 | Full Conversion | INR | [40 empty] | 13099.296 | 13099.296 | INR Thirteen Thousand &Ninety Nine and Paise Thirty Only | 579 | 1497 | 1693.4064 | 654.9648
207 | S & F 400wt stepped electronic regulator after board cutting connetion (Modulat Step-type). | BI01010001010000000000000515BI0100001318 | 60 | nos | 437.7744 |  |  | Excess(+) | 1 | Full Conversion | INR | [40 empty] | 26266.464 | 26266.464 | INR Twenty Six Thousand Two Hundred & Sixty Six and Paise Forty Six Only | 387 | 107 | 121.0384 | 437.7744
208 | Supply of 4ft. Long 20 watt single LEDTube Light fittings(Make-crompton LTT 8-20-865 , IGP 131 LT 8-16) | BI01010001010000000000000515BI0100001319 | 100 | nos | 930.9776 |  |  | Excess(+) | 1 | Full Conversion | INR | [40 empty] | 93097.76 | 93097.76 | INR Ninety Three Thousand &Ninety Seven and Paise Seventy Six Only | 823 | 592 | 669.6704 | 930.9776
209 | Fixing only single/twin fluorescent light fittings complete with all accessories directly on wall/ceiling/ HW round block and suitable size of MS fastener. | BI01010001010000000000000515BI0100001320 | 100 | nos | 113.12 |  |  | Excess(+) | 1 | Full Conversion | INR | [40 empty] | 11312 | 11312 | INR Eleven Thousand Three Hundred & Twelve Only | 100 | 475 | 537.32 | 113.12
210 | Supply & fixing 1200 mm sweep Celing fan complete with all accessaries with out regulator (Crompton/ Havells / Orient New Breeze) | BI01010001010000000000000515BI0100001321 | 2 | nos | 2423.0304 |  |  | Excess(+) | 1 | Full Conversion | INR | [40 empty] | 4846.0608 | 4846.0608 | INR Four Thousand Eight Hundred & Forty Six and Paise Six Only | 2142 | 613 | 693.4256 | 2423.0304
211 | Supply & fixing following sizes of Exhaust fan with louvre shutter after cutting hole on wall & mending good the damage to original finish (EPC/Havells/crompton) a) 225 mm (9") sweep exhaust fan. | BI01010001010000000000000515BI0100001322 | 4 | nos | 3902.64 |  |  | Excess(+) | 1 | Full Conversion | INR | [40 empty] | 15610.56 | 15610.56 | INR Fifteen Thousand Six Hundred & Ten and Paise Fifty Six Only | 3450 | 861 | 973.9632 | 3902.64
212 | S & F GI water proof type looping cable box size 200x 150 x 100 mm deep having 4 mm thick comprising of 1 250V 15A kitkat fuse unit, 1 NL 1 Porcelain insulator, 1 Compression type brush cable gland upto 2 core 16 sq.mm. PVC / Armour Cable having lined with rubber gasketted GI top cover with bruh machine screws etc, earthing terminal with lug on steel tubular pole near base , incl. S & F 40 x 6 mm thick, MS clamps with bolts, nuts etc. incl. painting with anticorrocive paint. | BI01010001010000000000000515BI0100001323 | 10 | nos | 518.0896 |  |  | Excess(+) | 1 | Full Conversion | INR | [40 empty] | 5180.896 | 5180.896 | INR Five Thousand One Hundred & Eighty and Paise Ninety Only | 458 | 815 | 921.928 | 518.0896
213 | Supply of 90 Watt LED street light fitting (make Crompton cat no - LSTP-90-CDL) incl. S/F 72W CDMTT lamp (Crompton) | BI01010001010000000000000515BI0100001324 | 6 | nos | 10243.016 |  |  | Excess(+) | 1 | Full Conversion | INR | [40 empty] | 61458.096 | 61458.096 | INR Sixty One Thousand Four Hundred & Fifty Eight and Paise Ten Only | 9055 | 2390 | 2703.568 | 10243.016
214 | Supply & fixing 40mm dia GI (ISI-M) pipe of length 1.20 mtr long KMDA type Arm bracket thouroughly welded with 100mm dia 30 cm long vertical jacket with necy. tie support incl. S/F pole cap & painting as derection of the EIC. | BI01010001010000000000000515BI0100001325 | 6 | nos | 912.8784 |  |  | Excess(+) | 1 | Full Conversion | INR | [40 empty] | 5477.2704 | 5477.2704 | INR Five Thousand Four Hundred & Seventy Seven and Paise Twenty Seven Only | 807 | 452 | 511.3024 | 912.8784
215 | Earthing the installation by 2” dia G.I.Pipe, 4 SWG G.I.wire,1.5” dia G.I.pipe protection with nut,bolt,washer etc as per GS. | BI01010001010000000000000515BI0100001326 | 3 | set | 1548.6128 |  |  | Excess(+) | 1 | Full Conversion | INR | [40 empty] | 4645.8384 | 4645.8384 | INR Four Thousand Six Hundred & Forty Five and Paise Eighty Four Only | 1369 |  |  | 1548.6128
216 | S & F of the galvaanized MS flat 25mm x 6mm earth bus bar as per GS. | BI01010001010000000000000515BI0100001327 | 5 | mtr. | 176.4672 |  |  | Excess(+) | 1 | Full Conversion | INR | [40 empty] | 882.336 | 882.336 | INR Eight Hundred & Eighty Two and Paise Thirty Four Only | 156 |  |  | 176.4672
217 | Supply of Three phase 240V 3 Hp (2.2 Kw) bore well submersible Pump Motor set suitable for 150mm bore well having overall head of (18 mtr to 43 mtr) & discharge of (380 LPM to 135 LPM). The discharge outlet size will be 50mm (2" inch) (Make KSB/ Crompton/Kirloskar) | BI01010001010000000000000515BI0100001328 | 1 | set | 27827.52 |  |  | Excess(+) | 1 | Full Conversion | INR | [40 empty] | 27827.52 | 27827.52 | INR Twenty Seven Thousand Eight Hundred & Twenty Seven and Paise Fifty Two Only | 24600 |  |  | 27827.52
218 | Supply & installation of G.I. pipe (Make TATA-M) pipe having heavy duty G.I. socket/elbow (TATA) incl cutting & threading as required a) 50mm dia (For Vertical column pipe & upto Header) (A)-(II) G.I. pipe & fittings item no -1(g) (ii) | BI01010001010000000000000515BI0100001329 | 30 | mtr | 705.8688 |  |  | Excess(+) | 1 | Full Conversion | INR | [40 empty] | 21176.064 | 21176.064 | INR Twenty One Thousand One Hundred & Seventy Six and Paise Six Only | 624 |  |  | 705.8688
Total in Figures | [51 empty] | 6655011.4435 | 6655011.4435 | INR Sixty Six Lakh Fifty Five Thousand &Eleven and Paise Forty Four Only
Quoted Rate in Figures |  |  |  | Select | [47 empty] | 0 | 0 | INR Zero Only
Quoted Rate in Words |  | INR Zero Only
Note on K14: gepadmin: 1. If you choose "Full Conversion" then Column BA (AMOUNT) and Column BB (TAXES) BOTH values will be convert based on selected Currency in (Column L). 2. If you choose "Partial Conversion" then Column BA (AMOUNT) only will be converted based on selected currency (Column L) and Column BB (TAXES) value (INR) will be added to the converted values.
Note on K16: gepadmin: 1. If you choose "Full Conversion" then Column BA (AMOUNT) and Column BB (TAXES) BOTH values will be convert based on selected Currency in (Column L). 2. If you choose "Partial Conversion" then Column BA (AMOUNT) only will be converted based on selected currency (Column L) and Column BB (TAXES) value (INR) will be added to the converted values.
Note on K17: gepadmin: 1. If you choose "Full Conversion" then Column BA (AMOUNT) and Column BB (TAXES) BOTH values will be convert based on selected Currency in (Column L). 2. If you choose "Partial Conversion" then Column BA (AMOUNT) only will be converted based on selected currency (Column L) and Column BB (TAXES) value (INR) will be added to the converted values.
Note on K13: gepadmin: 1. If you choose "Full Conversion" then Column BA (AMOUNT) and Column BB (TAXES) BOTH values will be convert based on selected Currency in (Column L). 2. If you choose "Partial Conversion" then Column BA (AMOUNT) only will be converted based on selected currency (Column L) and Column BB (TAXES) value (INR) will be added to the converted values.
Note on K15: gepadmin: 1. If you choose "Full Conversion" then Column BA (AMOUNT) and Column BB (TAXES) BOTH values will be convert based on selected Currency in (Column L). 2. If you choose "Partial Conversion" then Column BA (AMOUNT) only will be converted based on selected currency (Column L) and Column BB (TAXES) value (INR) will be added to the converted values.
Note on K32: gepadmin: 1. If you choose "Full Conversion" then Column BA (AMOUNT) and Column BB (TAXES) BOTH values will be convert based on selected Currency in (Column L). 2. If you choose "Partial Conversion" then Column BA (AMOUNT) only will be converted based on selected currency (Column L) and Column BB (TAXES) value (INR) will be added to the converted values.
Note on K60: gepadmin: 1. If you choose "Full Conversion" then Column BA (AMOUNT) and Column BB (TAXES) BOTH values will be convert based on selected Currency in (Column L). 2. If you choose "Partial Conversion" then Column BA (AMOUNT) only will be converted based on selected currency (Column L) and Column BB (TAXES) value (INR) will be added to the converted values.
Note on K61: gepadmin: 1. If you choose "Full Conversion" then Column BA (AMOUNT) and Column BB (TAXES) BOTH values will be convert based on selected Currency in (Column L). 2. If you choose "Partial Conversion" then Column BA (AMOUNT) only will be converted based on selected currency (Column L) and Column BB (TAXES) value (INR) will be added to the converted values.
Note on K82: gepadmin: 1. If you choose "Full Conversion" then Column BA (AMOUNT) and Column BB (TAXES) BOTH values will be convert based on selected Currency in (Column L). 2. If you choose "Partial Conversion" then Column BA (AMOUNT) only will be converted based on selected currency (Column L) and Column BB (TAXES) value (INR) will be added to the converted values.
Note on K53: gepadmin: 1. If you choose "Full Conversion" then Column BA (AMOUNT) and Column BB (TAXES) BOTH values will be convert based on selected Currency in (Column L). 2. If you choose "Partial Conversion" then Column BA (AMOUNT) only will be converted based on selected currency (Column L) and Column BB (TAXES) value (INR) will be added to the converted values.
Note on K97: gepadmin: 1. If you choose "Full Conversion" then Column BA (AMOUNT) and Column BB (TAXES) BOTH values will be convert based on selected Currency in (Column L). 2. If you choose "Partial Conversion" then Column BA (AMOUNT) only will be converted based on selected currency (Column L) and Column BB (TAXES) value (INR) will be added to the converted values.
Note on K24: gepadmin: 1. If you choose "Full Conversion" then Column BA (AMOUNT) and Column BB (TAXES) BOTH values will be convert based on selected Currency in (Column L). 2. If you choose "Partial Conversion" then Column BA (AMOUNT) only will be converted based on selected currency (Column L) and Column BB (TAXES) value (INR) will be added to the converted values.
Note on K34: gepadmin: 1. If you choose "Full Conversion" then Column BA (AMOUNT) and Column BB (TAXES) BOTH values will be convert based on selected Currency in (Column L). 2. If you choose "Partial Conversion" then Column BA (AMOUNT) only will be converted based on selected currency (Column L) and Column BB (TAXES) value (INR) will be added to the converted values.
Note on K36: gepadmin: 1. If you choose "Full Conversion" then Column BA (AMOUNT) and Column BB (TAXES) BOTH values will be convert based on selected Currency in (Column L). 2. If you choose "Partial Conversion" then Column BA (AMOUNT) only will be converted based on selected currency (Column L) and Column BB (TAXES) value (INR) will be added to the converted values.
Note on K39: gepadmin: 1. If you choose "Full Conversion" then Column BA (AMOUNT) and Column BB (TAXES) BOTH values will be convert based on selected Currency in (Column L). 2. If you choose "Partial Conversion" then Column BA (AMOUNT) only will be converted based on selected currency (Column L) and Column BB (TAXES) value (INR) will be added to the converted values.
Note on K41: gepadmin: 1. If you choose "Full Conversion" then Column BA (AMOUNT) and Column BB (TAXES) BOTH values will be convert based on selected Currency in (Column L). 2. If you choose "Partial Conversion" then Column BA (AMOUNT) only will be converted based on selected currency (Column L) and Column BB (TAXES) value (INR) will be added to the converted values.
Note on K43: gepadmin: 1. If you choose "Full Conversion" then Column BA (AMOUNT) and Column BB (TAXES) BOTH values will be convert based on selected Currency in (Column L). 2. If you choose "Partial Conversion" then Column BA (AMOUNT) only will be converted based on selected currency (Column L) and Column BB (TAXES) value (INR) will be added to the converted values.
Note on K45: gepadmin: 1. If you choose "Full Conversion" then Column BA (AMOUNT) and Column BB (TAXES) BOTH values will be convert based on selected Currency in (Column L). 2. If you choose "Partial Conversion" then Column BA (AMOUNT) only will be converted based on selected currency (Column L) and Column BB (TAXES) value (INR) will be added to the converted values.
Note on K47: gepadmin: 1. If you choose "Full Conversion" then Column BA (AMOUNT) and Column BB (TAXES) BOTH values will be convert based on selected Currency in (Column L). 2. If you choose "Partial Conversion" then Column BA (AMOUNT) only will be converted based on selected currency (Column L) and Column BB (TAXES) value (INR) will be added to the converted values.
Note on K103: gepadmin: 1. If you choose "Full Conversion" then Column BA (AMOUNT) and Column BB (TAXES) BOTH values will be convert based on selected Currency in (Column L). 2. If you choose "Partial Conversion" then Column BA (AMOUNT) only will be converted based on selected currency (Column L) and Column BB (TAXES) value (INR) will be added to the converted values.
Note on K118: gepadmin: 1. If you choose "Full Conversion" then Column BA (AMOUNT) and Column BB (TAXES) BOTH values will be convert based on selected Currency in (Column L). 2. If you choose "Partial Conversion" then Column BA (AMOUNT) only will be converted based on selected currency (Column L) and Column BB (TAXES) value (INR) will be added to the converted values.
Note on K20: gepadmin: 1. If you choose "Full Conversion" then Column BA (AMOUNT) and Column BB (TAXES) BOTH values will be convert based on selected Currency in (Column L). 2. If you choose "Partial Conversion" then Column BA (AMOUNT) only will be converted based on selected currency (Column L) and Column BB (TAXES) value (INR) will be added to the converted values.
Note on K126: gepadmin: 1. If you choose "Full Conversion" then Column BA (AMOUNT) and Column BB (TAXES) BOTH values will be convert based on selected Currency in (Column L). 2. If you choose "Partial Conversion" then Column BA (AMOUNT) only will be converted based on selected currency (Column L) and Column BB (TAXES) value (INR) will be added to the converted values.
Note on K154: gepadmin: 1. If you choose "Full Conversion" then Column BA (AMOUNT) and Column BB (TAXES) BOTH values will be convert based on selected Currency in (Column L). 2. If you choose "Partial Conversion" then Column BA (AMOUNT) only will be converted based on selected currency (Column L) and Column BB (TAXES) value (INR) will be added to the converted values.
Note on K139: gepadmin: 1. If you choose "Full Conversion" then Column BA (AMOUNT) and Column BB (TAXES) BOTH values will be convert based on selected Currency in (Column L). 2. If you choose "Partial Conversion" then Column BA (AMOUNT) only will be converted based on selected currency (Column L) and Column BB (TAXES) value (INR) will be added to the converted values.
Note on K23: gepadmin: 1. If you choose "Full Conversion" then Column BA (AMOUNT) and Column BB (TAXES) BOTH values will be convert based on selected Currency in (Column L). 2. If you choose "Partial Conversion" then Column BA (AMOUNT) only will be converted based on selected currency (Column L) and Column BB (TAXES) value (INR) will be added to the converted values.
Note on K19: gepadmin: 1. If you choose "Full Conversion" then Column BA (AMOUNT) and Column BB (TAXES) BOTH values will be convert based on selected Currency in (Column L). 2. If you choose "Partial Conversion" then Column BA (AMOUNT) only will be converted based on selected currency (Column L) and Column BB (TAXES) value (INR) will be added to the converted values.
Note on K28: gepadmin: 1. If you choose "Full Conversion" then Column BA (AMOUNT) and Column BB (TAXES) BOTH values will be convert based on selected Currency in (Column L). 2. If you choose "Partial Conversion" then Column BA (AMOUNT) only will be converted based on selected currency (Column L) and Column BB (TAXES) value (INR) will be added to the converted values.
Note on K33: gepadmin: 1. If you choose "Full Conversion" then Column BA (AMOUNT) and Column BB (TAXES) BOTH values will be convert based on selected Currency in (Column L). 2. If you choose "Partial Conversion" then Column BA (AMOUNT) only will be converted based on selected currency (Column L) and Column BB (TAXES) value (INR) will be added to the converted values.
Note on K48: gepadmin: 1. If you choose "Full Conversion" then Column BA (AMOUNT) and Column BB (TAXES) BOTH values will be convert based on selected Currency in (Column L). 2. If you choose "Partial Conversion" then Column BA (AMOUNT) only will be converted based on selected currency (Column L) and Column BB (TAXES) value (INR) will be added to the converted values.
Note on K57: gepadmin: 1. If you choose "Full Conversion" then Column BA (AMOUNT) and Column BB (TAXES) BOTH values will be convert based on selected Currency in (Column L). 2. If you choose "Partial Conversion" then Column BA (AMOUNT) only will be converted based on selected currency (Column L) and Column BB (TAXES) value (INR) will be added to the converted values.
Note on K77: gepadmin: 1. If you choose "Full Conversion" then Column BA (AMOUNT) and Column BB (TAXES) BOTH values will be convert based on selected Currency in (Column L). 2. If you choose "Partial Conversion" then Column BA (AMOUNT) only will be converted based on selected currency (Column L) and Column BB (TAXES) value (INR) will be added to the converted values.
Note on K91: gepadmin: 1. If you choose "Full Conversion" then Column BA (AMOUNT) and Column BB (TAXES) BOTH values will be convert based on selected Currency in (Column L). 2. If you choose "Partial Conversion" then Column BA (AMOUNT) only will be converted based on selected currency (Column L) and Column BB (TAXES) value (INR) will be added to the converted values.
Note on K107: gepadmin: 1. If you choose "Full Conversion" then Column BA (AMOUNT) and Column BB (TAXES) BOTH values will be convert based on selected Currency in (Column L). 2. If you choose "Partial Conversion" then Column BA (AMOUNT) only will be converted based on selected currency (Column L) and Column BB (TAXES) value (INR) will be added to the converted values.
Note on K120: gepadmin: 1. If you choose "Full Conversion" then Column BA (AMOUNT) and Column BB (TAXES) BOTH values will be convert based on selected Currency in (Column L). 2. If you choose "Partial Conversion" then Column BA (AMOUNT) only will be converted based on selected currency (Column L) and Column BB (TAXES) value (INR) will be added to the converted values.
Note on K129: gepadmin: 1. If you choose "Full Conversion" then Column BA (AMOUNT) and Column BB (TAXES) BOTH values will be convert based on selected Currency in (Column L). 2. If you choose "Partial Conversion" then Column BA (AMOUNT) only will be converted based on selected currency (Column L) and Column BB (TAXES) value (INR) will be added to the converted values.
Note on K130: gepadmin: 1. If you choose "Full Conversion" then Column BA (AMOUNT) and Column BB (TAXES) BOTH values will be convert based on selected Currency in (Column L). 2. If you choose "Partial Conversion" then Column BA (AMOUNT) only will be converted based on selected currency (Column L) and Column BB (TAXES) value (INR) will be added to the converted values.
Note on K147: gepadmin: 1. If you choose "Full Conversion" then Column BA (AMOUNT) and Column BB (TAXES) BOTH values will be convert based on selected Currency in (Column L). 2. If you choose "Partial Conversion" then Column BA (AMOUNT) only will be converted based on selected currency (Column L) and Column BB (TAXES) value (INR) will be added to the converted values.
Note on K54: gepadmin: 1. If you choose "Full Conversion" then Column BA (AMOUNT) and Column BB (TAXES) BOTH values will be convert based on selected Currency in (Column L). 2. If you choose "Partial Conversion" then Column BA (AMOUNT) only will be converted based on selected currency (Column L) and Column BB (TAXES) value (INR) will be added to the converted values.
Note on K65: gepadmin: 1. If you choose "Full Conversion" then Column BA (AMOUNT) and Column BB (TAXES) BOTH values will be convert based on selected Currency in (Column L). 2. If you choose "Partial Conversion" then Column BA (AMOUNT) only will be converted based on selected currency (Column L) and Column BB (TAXES) value (INR) will be added to the converted values.
Note on K70: gepadmin: 1. If you choose "Full Conversion" then Column BA (AMOUNT) and Column BB (TAXES) BOTH values will be convert based on selected Currency in (Column L). 2. If you choose "Partial Conversion" then Column BA (AMOUNT) only will be converted based on selected currency (Column L) and Column BB (TAXES) value (INR) will be added to the converted values.
Note on K86: gepadmin: 1. If you choose "Full Conversion" then Column BA (AMOUNT) and Column BB (TAXES) BOTH values will be convert based on selected Currency in (Column L). 2. If you choose "Partial Conversion" then Column BA (AMOUNT) only will be converted based on selected currency (Column L) and Column BB (TAXES) value (INR) will be added to the converted values.
Note on K100: gepadmin: 1. If you choose "Full Conversion" then Column BA (AMOUNT) and Column BB (TAXES) BOTH values will be convert based on selected Currency in (Column L). 2. If you choose "Partial Conversion" then Column BA (AMOUNT) only will be converted based on selected currency (Column L) and Column BB (TAXES) value (INR) will be added to the converted values.
Note on K105: gepadmin: 1. If you choose "Full Conversion" then Column BA (AMOUNT) and Column BB (TAXES) BOTH values will be convert based on selected Currency in (Column L). 2. If you choose "Partial Conversion" then Column BA (AMOUNT) only will be converted based on selected currency (Column L) and Column BB (TAXES) value (INR) will be added to the converted values.
Note on K124: gepadmin: 1. If you choose "Full Conversion" then Column BA (AMOUNT) and Column BB (TAXES) BOTH values will be convert based on selected Currency in (Column L). 2. If you choose "Partial Conversion" then Column BA (AMOUNT) only will be converted based on selected currency (Column L) and Column BB (TAXES) value (INR) will be added to the converted values.
Note on K138: gepadmin: 1. If you choose "Full Conversion" then Column BA (AMOUNT) and Column BB (TAXES) BOTH values will be convert based on selected Currency in (Column L). 2. If you choose "Partial Conversion" then Column BA (AMOUNT) only will be converted based on selected currency (Column L) and Column BB (TAXES) value (INR) will be added to the converted values.
Note on K157: gepadmin: 1. If you choose "Full Conversion" then Column BA (AMOUNT) and Column BB (TAXES) BOTH values will be convert based on selected Currency in (Column L). 2. If you choose "Partial Conversion" then Column BA (AMOUNT) only will be converted based on selected currency (Column L) and Column BB (TAXES) value (INR) will be added to the converted values.
Note on K159: gepadmin: 1. If you choose "Full Conversion" then Column BA (AMOUNT) and Column BB (TAXES) BOTH values will be convert based on selected Currency in (Column L). 2. If you choose "Partial Conversion" then Column BA (AMOUNT) only will be converted based on selected currency (Column L) and Column BB (TAXES) value (INR) will be added to the converted values.
Note on K161: gepadmin: 1. If you choose "Full Conversion" then Column BA (AMOUNT) and Column BB (TAXES) BOTH values will be convert based on selected Currency in (Column L). 2. If you choose "Partial Conversion" then Column BA (AMOUNT) only will be converted based on selected currency (Column L) and Column BB (TAXES) value (INR) will be added to the converted values.
Note on K170: gepadmin: 1. If you choose "Full Conversion" then Column BA (AMOUNT) and Column BB (TAXES) BOTH values will be convert based on selected Currency in (Column L). 2. If you choose "Partial Conversion" then Column BA (AMOUNT) only will be converted based on selected currency (Column L) and Column BB (TAXES) value (INR) will be added to the converted values.
Note on K179: gepadmin: 1. If you choose "Full Conversion" then Column BA (AMOUNT) and Column BB (TAXES) BOTH values will be convert based on selected Currency in (Column L). 2. If you choose "Partial Conversion" then Column BA (AMOUNT) only will be converted based on selected currency (Column L) and Column BB (TAXES) value (INR) will be added to the converted values.
Note on K227: gepadmin: 1. If you choose "Full Conversion" then Column BA (AMOUNT) and Column BB (TAXES) BOTH values will be convert based on selected Currency in (Column L). 2. If you choose "Partial Conversion" then Column BA (AMOUNT) only will be converted based on selected currency (Column L) and Column BB (TAXES) value (INR) will be added to the converted values.
Note on K90: gepadmin: 1. If you choose "Full Conversion" then Column BA (AMOUNT) and Column BB (TAXES) BOTH values will be convert based on selected Currency in (Column L). 2. If you choose "Partial Conversion" then Column BA (AMOUNT) only will be converted based on selected currency (Column L) and Column BB (TAXES) value (INR) will be added to the converted values.
Note on K104: gepadmin: 1. If you choose "Full Conversion" then Column BA (AMOUNT) and Column BB (TAXES) BOTH values will be convert based on selected Currency in (Column L). 2. If you choose "Partial Conversion" then Column BA (AMOUNT) only will be converted based on selected currency (Column L) and Column BB (TAXES) value (INR) will be added to the converted values.
Note on K123: gepadmin: 1. If you choose "Full Conversion" then Column BA (AMOUNT) and Column BB (TAXES) BOTH values will be convert based on selected Currency in (Column L). 2. If you choose "Partial Conversion" then Column BA (AMOUNT) only will be converted based on selected currency (Column L) and Column BB (TAXES) value (INR) will be added to the converted values.
Note on K153: gepadmin: 1. If you choose "Full Conversion" then Column BA (AMOUNT) and Column BB (TAXES) BOTH values will be convert based on selected Currency in (Column L). 2. If you choose "Partial Conversion" then Column BA (AMOUNT) only will be converted based on selected currency (Column L) and Column BB (TAXES) value (INR) will be added to the converted values.
Note on K176: gepadmin: 1. If you choose "Full Conversion" then Column BA (AMOUNT) and Column BB (TAXES) BOTH values will be convert based on selected Currency in (Column L). 2. If you choose "Partial Conversion" then Column BA (AMOUNT) only will be converted based on selected currency (Column L) and Column BB (TAXES) value (INR) will be added to the converted values.
Note on K183: gepadmin: 1. If you choose "Full Conversion" then Column BA (AMOUNT) and Column BB (TAXES) BOTH values will be convert based on selected Currency in (Column L). 2. If you choose "Partial Conversion" then Column BA (AMOUNT) only will be converted based on selected currency (Column L) and Column BB (TAXES) value (INR) will be added to the converted values.
Note on K187: gepadmin: 1. If you choose "Full Conversion" then Column BA (AMOUNT) and Column BB (TAXES) BOTH values will be convert based on selected Currency in (Column L). 2. If you choose "Partial Conversion" then Column BA (AMOUNT) only will be converted based on selected currency (Column L) and Column BB (TAXES) value (INR) will be added to the converted values.
Note on K191: gepadmin: 1. If you choose "Full Conversion" then Column BA (AMOUNT) and Column BB (TAXES) BOTH values will be convert based on selected Currency in (Column L). 2. If you choose "Partial Conversion" then Column BA (AMOUNT) only will be converted based on selected currency (Column L) and Column BB (TAXES) value (INR) will be added to the converted values.
Note on K211: gepadmin: 1. If you choose "Full Conversion" then Column BA (AMOUNT) and Column BB (TAXES) BOTH values will be convert based on selected Currency in (Column L). 2. If you choose "Partial Conversion" then Column BA (AMOUNT) only will be converted based on selected currency (Column L) and Column BB (TAXES) value (INR) will be added to the converted values.
Note on K218: gepadmin: 1. If you choose "Full Conversion" then Column BA (AMOUNT) and Column BB (TAXES) BOTH values will be convert based on selected Currency in (Column L). 2. If you choose "Partial Conversion" then Column BA (AMOUNT) only will be converted based on selected currency (Column L) and Column BB (TAXES) value (INR) will be added to the converted values.
Note on K40: gepadmin: 1. If you choose "Full Conversion" then Column BA (AMOUNT) and Column BB (TAXES) BOTH values will be convert based on selected Currency in (Column L). 2. If you choose "Partial Conversion" then Column BA (AMOUNT) only will be converted based on selected currency (Column L) and Column BB (TAXES) value (INR) will be added to the converted values.
Note on K62: gepadmin: 1. If you choose "Full Conversion" then Column BA (AMOUNT) and Column BB (TAXES) BOTH values will be convert based on selected Currency in (Column L). 2. If you choose "Partial Conversion" then Column BA (AMOUNT) only will be converted based on selected currency (Column L) and Column BB (TAXES) value (INR) will be added to the converted values.
Note on K165: gepadmin: 1. If you choose "Full Conversion" then Column BA (AMOUNT) and Column BB (TAXES) BOTH values will be convert based on selected Currency in (Column L). 2. If you choose "Partial Conversion" then Column BA (AMOUNT) only will be converted based on selected currency (Column L) and Column BB (TAXES) value (INR) will be added to the converted values.
Note on K93: gepadmin: 1. If you choose "Full Conversion" then Column BA (AMOUNT) and Column BB (TAXES) BOTH values will be convert based on selected Currency in (Column L). 2. If you choose "Partial Conversion" then Column BA (AMOUNT) only will be converted based on selected currency (Column L) and Column BB (TAXES) value (INR) will be added to the converted values.
Note on K96: gepadmin: 1. If you choose "Full Conversion" then Column BA (AMOUNT) and Column BB (TAXES) BOTH values will be convert based on selected Currency in (Column L). 2. If you choose "Partial Conversion" then Column BA (AMOUNT) only will be converted based on selected currency (Column L) and Column BB (TAXES) value (INR) will be added to the converted values.
Note on K99: gepadmin: 1. If you choose "Full Conversion" then Column BA (AMOUNT) and Column BB (TAXES) BOTH values will be convert based on selected Currency in (Column L). 2. If you choose "Partial Conversion" then Column BA (AMOUNT) only will be converted based on selected currency (Column L) and Column BB (TAXES) value (INR) will be added to the converted values.
Note on K110: gepadmin: 1. If you choose "Full Conversion" then Column BA (AMOUNT) and Column BB (TAXES) BOTH values will be convert based on selected Currency in (Column L). 2. If you choose "Partial Conversion" then Column BA (AMOUNT) only will be converted based on selected currency (Column L) and Column BB (TAXES) value (INR) will be added to the converted values.
Note on K121: gepadmin: 1. If you choose "Full Conversion" then Column BA (AMOUNT) and Column BB (TAXES) BOTH values will be convert based on selected Currency in (Column L). 2. If you choose "Partial Conversion" then Column BA (AMOUNT) only will be converted based on selected currency (Column L) and Column BB (TAXES) value (INR) will be added to the converted values.
Note on K141: gepadmin: 1. If you choose "Full Conversion" then Column BA (AMOUNT) and Column BB (TAXES) BOTH values will be convert based on selected Currency in (Column L). 2. If you choose "Partial Conversion" then Column BA (AMOUNT) only will be converted based on selected currency (Column L) and Column BB (TAXES) value (INR) will be added to the converted values.
Note on K146: gepadmin: 1. If you choose "Full Conversion" then Column BA (AMOUNT) and Column BB (TAXES) BOTH values will be convert based on selected Currency in (Column L). 2. If you choose "Partial Conversion" then Column BA (AMOUNT) only will be converted based on selected currency (Column L) and Column BB (TAXES) value (INR) will be added to the converted values.
Note on K148: gepadmin: 1. If you choose "Full Conversion" then Column BA (AMOUNT) and Column BB (TAXES) BOTH values will be convert based on selected Currency in (Column L). 2. If you choose "Partial Conversion" then Column BA (AMOUNT) only will be converted based on selected currency (Column L) and Column BB (TAXES) value (INR) will be added to the converted values.
Note on K160: gepadmin: 1. If you choose "Full Conversion" then Column BA (AMOUNT) and Column BB (TAXES) BOTH values will be convert based on selected Currency in (Column L). 2. If you choose "Partial Conversion" then Column BA (AMOUNT) only will be converted based on selected currency (Column L) and Column BB (TAXES) value (INR) will be added to the converted values.
Note on K169: gepadmin: 1. If you choose "Full Conversion" then Column BA (AMOUNT) and Column BB (TAXES) BOTH values will be convert based on selected Currency in (Column L). 2. If you choose "Partial Conversion" then Column BA (AMOUNT) only will be converted based on selected currency (Column L) and Column BB (TAXES) value (INR) will be added to the converted values.
Note on K171: gepadmin: 1. If you choose "Full Conversion" then Column BA (AMOUNT) and Column BB (TAXES) BOTH values will be convert based on selected Currency in (Column L). 2. If you choose "Partial Conversion" then Column BA (AMOUNT) only will be converted based on selected currency (Column L) and Column BB (TAXES) value (INR) will be added to the converted values.
Note on K178: gepadmin: 1. If you choose "Full Conversion" then Column BA (AMOUNT) and Column BB (TAXES) BOTH values will be convert based on selected Currency in (Column L). 2. If you choose "Partial Conversion" then Column BA (AMOUNT) only will be converted based on selected currency (Column L) and Column BB (TAXES) value (INR) will be added to the converted values.
Note on K180: gepadmin: 1. If you choose "Full Conversion" then Column BA (AMOUNT) and Column BB (TAXES) BOTH values will be convert based on selected Currency in (Column L). 2. If you choose "Partial Conversion" then Column BA (AMOUNT) only will be converted based on selected currency (Column L) and Column BB (TAXES) value (INR) will be added to the converted values.
Note on K194: gepadmin: 1. If you choose "Full Conversion" then Column BA (AMOUNT) and Column BB (TAXES) BOTH values will be convert based on selected Currency in (Column L). 2. If you choose "Partial Conversion" then Column BA (AMOUNT) only will be converted based on selected currency (Column L) and Column BB (TAXES) value (INR) will be added to the converted values.
Note on K208: gepadmin: 1. If you choose "Full Conversion" then Column BA (AMOUNT) and Column BB (TAXES) BOTH values will be convert based on selected Currency in (Column L). 2. If you choose "Partial Conversion" then Column BA (AMOUNT) only will be converted based on selected currency (Column L) and Column BB (TAXES) value (INR) will be added to the converted values.
Note on K212: gepadmin: 1. If you choose "Full Conversion" then Column BA (AMOUNT) and Column BB (TAXES) BOTH values will be convert based on selected Currency in (Column L). 2. If you choose "Partial Conversion" then Column BA (AMOUNT) only will be converted based on selected currency (Column L) and Column BB (TAXES) value (INR) will be added to the converted values.
Note on K22: gepadmin: 1. If you choose "Full Conversion" then Column BA (AMOUNT) and Column BB (TAXES) BOTH values will be convert based on selected Currency in (Column L). 2. If you choose "Partial Conversion" then Column BA (AMOUNT) only will be converted based on selected currency (Column L) and Column BB (TAXES) value (INR) will be added to the converted values.
Note on K26: gepadmin: 1. If you choose "Full Conversion" then Column BA (AMOUNT) and Column BB (TAXES) BOTH values will be convert based on selected Currency in (Column L). 2. If you choose "Partial Conversion" then Column BA (AMOUNT) only will be converted based on selected currency (Column L) and Column BB (TAXES) value (INR) will be added to the converted values.
Note on K30: gepadmin: 1. If you choose "Full Conversion" then Column BA (AMOUNT) and Column BB (TAXES) BOTH values will be convert based on selected Currency in (Column L). 2. If you choose "Partial Conversion" then Column BA (AMOUNT) only will be converted based on selected currency (Column L) and Column BB (TAXES) value (INR) will be added to the converted values.
Note on K35: gepadmin: 1. If you choose "Full Conversion" then Column BA (AMOUNT) and Column BB (TAXES) BOTH values will be convert based on selected Currency in (Column L). 2. If you choose "Partial Conversion" then Column BA (AMOUNT) only will be converted based on selected currency (Column L) and Column BB (TAXES) value (INR) will be added to the converted values.
Note on K42: gepadmin: 1. If you choose "Full Conversion" then Column BA (AMOUNT) and Column BB (TAXES) BOTH values will be convert based on selected Currency in (Column L). 2. If you choose "Partial Conversion" then Column BA (AMOUNT) only will be converted based on selected currency (Column L) and Column BB (TAXES) value (INR) will be added to the converted values.
Note on K46: gepadmin: 1. If you choose "Full Conversion" then Column BA (AMOUNT) and Column BB (TAXES) BOTH values will be convert based on selected Currency in (Column L). 2. If you choose "Partial Conversion" then Column BA (AMOUNT) only will be converted based on selected currency (Column L) and Column BB (TAXES) value (INR) will be added to the converted values.
Note on K50: gepadmin: 1. If you choose "Full Conversion" then Column BA (AMOUNT) and Column BB (TAXES) BOTH values will be convert based on selected Currency in (Column L). 2. If you choose "Partial Conversion" then Column BA (AMOUNT) only will be converted based on selected currency (Column L) and Column BB (TAXES) value (INR) will be added to the converted values.
Note on K67: gepadmin: 1. If you choose "Full Conversion" then Column BA (AMOUNT) and Column BB (TAXES) BOTH values will be convert based on selected Currency in (Column L). 2. If you choose "Partial Conversion" then Column BA (AMOUNT) only will be converted based on selected currency (Column L) and Column BB (TAXES) value (INR) will be added to the converted values.
Note on K71: gepadmin: 1. If you choose "Full Conversion" then Column BA (AMOUNT) and Column BB (TAXES) BOTH values will be convert based on selected Currency in (Column L). 2. If you choose "Partial Conversion" then Column BA (AMOUNT) only will be converted based on selected currency (Column L) and Column BB (TAXES) value (INR) will be added to the converted values.
Note on K75: gepadmin: 1. If you choose "Full Conversion" then Column BA (AMOUNT) and Column BB (TAXES) BOTH values will be convert based on selected Currency in (Column L). 2. If you choose "Partial Conversion" then Column BA (AMOUNT) only will be converted based on selected currency (Column L) and Column BB (TAXES) value (INR) will be added to the converted values.
Note on K112: gepadmin: 1. If you choose "Full Conversion" then Column BA (AMOUNT) and Column BB (TAXES) BOTH values will be convert based on selected Currency in (Column L). 2. If you choose "Partial Conversion" then Column BA (AMOUNT) only will be converted based on selected currency (Column L) and Column BB (TAXES) value (INR) will be added to the converted values.
Note on K131: gepadmin: 1. If you choose "Full Conversion" then Column BA (AMOUNT) and Column BB (TAXES) BOTH values will be convert based on selected Currency in (Column L). 2. If you choose "Partial Conversion" then Column BA (AMOUNT) only will be converted based on selected currency (Column L) and Column BB (TAXES) value (INR) will be added to the converted values.
Note on K132: gepadmin: 1. If you choose "Full Conversion" then Column BA (AMOUNT) and Column BB (TAXES) BOTH values will be convert based on selected Currency in (Column L). 2. If you choose "Partial Conversion" then Column BA (AMOUNT) only will be converted based on selected currency (Column L) and Column BB (TAXES) value (INR) will be added to the converted values.
Note on K133: gepadmin: 1. If you choose "Full Conversion" then Column BA (AMOUNT) and Column BB (TAXES) BOTH values will be convert based on selected Currency in (Column L). 2. If you choose "Partial Conversion" then Column BA (AMOUNT) only will be converted based on selected currency (Column L) and Column BB (TAXES) value (INR) will be added to the converted values.
Note on K137: gepadmin: 1. If you choose "Full Conversion" then Column BA (AMOUNT) and Column BB (TAXES) BOTH values will be convert based on selected Currency in (Column L). 2. If you choose "Partial Conversion" then Column BA (AMOUNT) only will be converted based on selected currency (Column L) and Column BB (TAXES) value (INR) will be added to the converted values.
Note on K174: gepadmin: 1. If you choose "Full Conversion" then Column BA (AMOUNT) and Column BB (TAXES) BOTH values will be convert based on selected Currency in (Column L). 2. If you choose "Partial Conversion" then Column BA (AMOUNT) only will be converted based on selected currency (Column L) and Column BB (TAXES) value (INR) will be added to the converted values.
Note on K185: gepadmin: 1. If you choose "Full Conversion" then Column BA (AMOUNT) and Column BB (TAXES) BOTH values will be convert based on selected Currency in (Column L). 2. If you choose "Partial Conversion" then Column BA (AMOUNT) only will be converted based on selected currency (Column L) and Column BB (TAXES) value (INR) will be added to the converted values.
Note on K199: gepadmin: 1. If you choose "Full Conversion" then Column BA (AMOUNT) and Column BB (TAXES) BOTH values will be convert based on selected Currency in (Column L). 2. If you choose "Partial Conversion" then Column BA (AMOUNT) only will be converted based on selected currency (Column L) and Column BB (TAXES) value (INR) will be added to the converted values.
Note on K217: gepadmin: 1. If you choose "Full Conversion" then Column BA (AMOUNT) and Column BB (TAXES) BOTH values will be convert based on selected Currency in (Column L). 2. If you choose "Partial Conversion" then Column BA (AMOUNT) only will be converted based on selected currency (Column L) and Column BB (TAXES) value (INR) will be added to the converted values.
Note on K228: gepadmin: 1. If you choose "Full Conversion" then Column BA (AMOUNT) and Column BB (TAXES) BOTH values will be convert based on selected Currency in (Column L). 2. If you choose "Partial Conversion" then Column BA (AMOUNT) only will be converted based on selected currency (Column L) and Column BB (TAXES) value (INR) will be added to the converted values.
Note on K18: gepadmin: 1. If you choose "Full Conversion" then Column BA (AMOUNT) and Column BB (TAXES) BOTH values will be convert based on selected Currency in (Column L). 2. If you choose "Partial Conversion" then Column BA (AMOUNT) only will be converted based on selected currency (Column L) and Column BB (TAXES) value (INR) will be added to the converted values.
Note on K80: gepadmin: 1. If you choose "Full Conversion" then Column BA (AMOUNT) and Column BB (TAXES) BOTH values will be convert based on selected Currency in (Column L). 2. If you choose "Partial Conversion" then Column BA (AMOUNT) only will be converted based on selected currency (Column L) and Column BB (TAXES) value (INR) will be added to the converted values.
Note on K158: gepadmin: 1. If you choose "Full Conversion" then Column BA (AMOUNT) and Column BB (TAXES) BOTH values will be convert based on selected Currency in (Column L). 2. If you choose "Partial Conversion" then Column BA (AMOUNT) only will be converted based on selected currency (Column L) and Column BB (TAXES) value (INR) will be added to the converted values.
Note on K29: gepadmin: 1. If you choose "Full Conversion" then Column BA (AMOUNT) and Column BB (TAXES) BOTH values will be convert based on selected Currency in (Column L). 2. If you choose "Partial Conversion" then Column BA (AMOUNT) only will be converted based on selected currency (Column L) and Column BB (TAXES) value (INR) will be added to the converted values.
Note on K49: gepadmin: 1. If you choose "Full Conversion" then Column BA (AMOUNT) and Column BB (TAXES) BOTH values will be convert based on selected Currency in (Column L). 2. If you choose "Partial Conversion" then Column BA (AMOUNT) only will be converted based on selected currency (Column L) and Column BB (TAXES) value (INR) will be added to the converted values.
Note on K69: gepadmin: 1. If you choose "Full Conversion" then Column BA (AMOUNT) and Column BB (TAXES) BOTH values will be convert based on selected Currency in (Column L). 2. If you choose "Partial Conversion" then Column BA (AMOUNT) only will be converted based on selected currency (Column L) and Column BB (TAXES) value (INR) will be added to the converted values.
Note on K81: gepadmin: 1. If you choose "Full Conversion" then Column BA (AMOUNT) and Column BB (TAXES) BOTH values will be convert based on selected Currency in (Column L). 2. If you choose "Partial Conversion" then Column BA (AMOUNT) only will be converted based on selected currency (Column L) and Column BB (TAXES) value (INR) will be added to the converted values.
Note on K83: gepadmin: 1. If you choose "Full Conversion" then Column BA (AMOUNT) and Column BB (TAXES) BOTH values will be convert based on selected Currency in (Column L). 2. If you choose "Partial Conversion" then Column BA (AMOUNT) only will be converted based on selected currency (Column L) and Column BB (TAXES) value (INR) will be added to the converted values.
Note on K92: gepadmin: 1. If you choose "Full Conversion" then Column BA (AMOUNT) and Column BB (TAXES) BOTH values will be convert based on selected Currency in (Column L). 2. If you choose "Partial Conversion" then Column BA (AMOUNT) only will be converted based on selected currency (Column L) and Column BB (TAXES) value (INR) will be added to the converted values.
Note on K95: gepadmin: 1. If you choose "Full Conversion" then Column BA (AMOUNT) and Column BB (TAXES) BOTH values will be convert based on selected Currency in (Column L). 2. If you choose "Partial Conversion" then Column BA (AMOUNT) only will be converted based on selected currency (Column L) and Column BB (TAXES) value (INR) will be added to the converted values.
Note on K98: gepadmin: 1. If you choose "Full Conversion" then Column BA (AMOUNT) and Column BB (TAXES) BOTH values will be convert based on selected Currency in (Column L). 2. If you choose "Partial Conversion" then Column BA (AMOUNT) only will be converted based on selected currency (Column L) and Column BB (TAXES) value (INR) will be added to the converted values.
Note on K106: gepadmin: 1. If you choose "Full Conversion" then Column BA (AMOUNT) and Column BB (TAXES) BOTH values will be convert based on selected Currency in (Column L). 2. If you choose "Partial Conversion" then Column BA (AMOUNT) only will be converted based on selected currency (Column L) and Column BB (TAXES) value (INR) will be added to the converted values.
Note on K111: gepadmin: 1. If you choose "Full Conversion" then Column BA (AMOUNT) and Column BB (TAXES) BOTH values will be convert based on selected Currency in (Column L). 2. If you choose "Partial Conversion" then Column BA (AMOUNT) only will be converted based on selected currency (Column L) and Column BB (TAXES) value (INR) will be added to the converted values.
Note on K113: gepadmin: 1. If you choose "Full Conversion" then Column BA (AMOUNT) and Column BB (TAXES) BOTH values will be convert based on selected Currency in (Column L). 2. If you choose "Partial Conversion" then Column BA (AMOUNT) only will be converted based on selected currency (Column L) and Column BB (TAXES) value (INR) will be added to the converted values.
Note on K114: gepadmin: 1. If you choose "Full Conversion" then Column BA (AMOUNT) and Column BB (TAXES) BOTH values will be convert based on selected Currency in (Column L). 2. If you choose "Partial Conversion" then Column BA (AMOUNT) only will be converted based on selected currency (Column L) and Column BB (TAXES) value (INR) will be added to the converted values.
Note on K125: gepadmin: 1. If you choose "Full Conversion" then Column BA (AMOUNT) and Column BB (TAXES) BOTH values will be convert based on selected Currency in (Column L). 2. If you choose "Partial Conversion" then Column BA (AMOUNT) only will be converted based on selected currency (Column L) and Column BB (TAXES) value (INR) will be added to the converted values.
Note on K52: gepadmin: 1. If you choose "Full Conversion" then Column BA (AMOUNT) and Column BB (TAXES) BOTH values will be convert based on selected Currency in (Column L). 2. If you choose "Partial Conversion" then Column BA (AMOUNT) only will be converted based on selected currency (Column L) and Column BB (TAXES) value (INR) will be added to the converted values.
Note on K55: gepadmin: 1. If you choose "Full Conversion" then Column BA (AMOUNT) and Column BB (TAXES) BOTH values will be convert based on selected Currency in (Column L). 2. If you choose "Partial Conversion" then Column BA (AMOUNT) only will be converted based on selected currency (Column L) and Column BB (TAXES) value (INR) will be added to the converted values.
Note on K59: gepadmin: 1. If you choose "Full Conversion" then Column BA (AMOUNT) and Column BB (TAXES) BOTH values will be convert based on selected Currency in (Column L). 2. If you choose "Partial Conversion" then Column BA (AMOUNT) only will be converted based on selected currency (Column L) and Column BB (TAXES) value (INR) will be added to the converted values.
Note on K119: gepadmin: 1. If you choose "Full Conversion" then Column BA (AMOUNT) and Column BB (TAXES) BOTH values will be convert based on selected Currency in (Column L). 2. If you choose "Partial Conversion" then Column BA (AMOUNT) only will be converted based on selected currency (Column L) and Column BB (TAXES) value (INR) will be added to the converted values.
Note on K135: gepadmin: 1. If you choose "Full Conversion" then Column BA (AMOUNT) and Column BB (TAXES) BOTH values will be convert based on selected Currency in (Column L). 2. If you choose "Partial Conversion" then Column BA (AMOUNT) only will be converted based on selected currency (Column L) and Column BB (TAXES) value (INR) will be added to the converted values.
Note on K142: gepadmin: 1. If you choose "Full Conversion" then Column BA (AMOUNT) and Column BB (TAXES) BOTH values will be convert based on selected Currency in (Column L). 2. If you choose "Partial Conversion" then Column BA (AMOUNT) only will be converted based on selected currency (Column L) and Column BB (TAXES) value (INR) will be added to the converted values.
Note on K143: gepadmin: 1. If you choose "Full Conversion" then Column BA (AMOUNT) and Column BB (TAXES) BOTH values will be convert based on selected Currency in (Column L). 2. If you choose "Partial Conversion" then Column BA (AMOUNT) only will be converted based on selected currency (Column L) and Column BB (TAXES) value (INR) will be added to the converted values.
Note on K144: gepadmin: 1. If you choose "Full Conversion" then Column BA (AMOUNT) and Column BB (TAXES) BOTH values will be convert based on selected Currency in (Column L). 2. If you choose "Partial Conversion" then Column BA (AMOUNT) only will be converted based on selected currency (Column L) and Column BB (TAXES) value (INR) will be added to the converted values.
Note on K149: gepadmin: 1. If you choose "Full Conversion" then Column BA (AMOUNT) and Column BB (TAXES) BOTH values will be convert based on selected Currency in (Column L). 2. If you choose "Partial Conversion" then Column BA (AMOUNT) only will be converted based on selected currency (Column L) and Column BB (TAXES) value (INR) will be added to the converted values.
Note on K151: gepadmin: 1. If you choose "Full Conversion" then Column BA (AMOUNT) and Column BB (TAXES) BOTH values will be convert based on selected Currency in (Column L). 2. If you choose "Partial Conversion" then Column BA (AMOUNT) only will be converted based on selected currency (Column L) and Column BB (TAXES) value (INR) will be added to the converted values.
Note on K164: gepadmin: 1. If you choose "Full Conversion" then Column BA (AMOUNT) and Column BB (TAXES) BOTH values will be convert based on selected Currency in (Column L). 2. If you choose "Partial Conversion" then Column BA (AMOUNT) only will be converted based on selected currency (Column L) and Column BB (TAXES) value (INR) will be added to the converted values.
Note on K172: gepadmin: 1. If you choose "Full Conversion" then Column BA (AMOUNT) and Column BB (TAXES) BOTH values will be convert based on selected Currency in (Column L). 2. If you choose "Partial Conversion" then Column BA (AMOUNT) only will be converted based on selected currency (Column L) and Column BB (TAXES) value (INR) will be added to the converted values.
Note on K175: gepadmin: 1. If you choose "Full Conversion" then Column BA (AMOUNT) and Column BB (TAXES) BOTH values will be convert based on selected Currency in (Column L). 2. If you choose "Partial Conversion" then Column BA (AMOUNT) only will be converted based on selected currency (Column L) and Column BB (TAXES) value (INR) will be added to the converted values.
Note on K181: gepadmin: 1. If you choose "Full Conversion" then Column BA (AMOUNT) and Column BB (TAXES) BOTH values will be convert based on selected Currency in (Column L). 2. If you choose "Partial Conversion" then Column BA (AMOUNT) only will be converted based on selected currency (Column L) and Column BB (TAXES) value (INR) will be added to the converted values.
Note on K182: gepadmin: 1. If you choose "Full Conversion" then Column BA (AMOUNT) and Column BB (TAXES) BOTH values will be convert based on selected Currency in (Column L). 2. If you choose "Partial Conversion" then Column BA (AMOUNT) only will be converted based on selected currency (Column L) and Column BB (TAXES) value (INR) will be added to the converted values.
Note on K184: gepadmin: 1. If you choose "Full Conversion" then Column BA (AMOUNT) and Column BB (TAXES) BOTH values will be convert based on selected Currency in (Column L). 2. If you choose "Partial Conversion" then Column BA (AMOUNT) only will be converted based on selected currency (Column L) and Column BB (TAXES) value (INR) will be added to the converted values.
Note on K186: gepadmin: 1. If you choose "Full Conversion" then Column BA (AMOUNT) and Column BB (TAXES) BOTH values will be convert based on selected Currency in (Column L). 2. If you choose "Partial Conversion" then Column BA (AMOUNT) only will be converted based on selected currency (Column L) and Column BB (TAXES) value (INR) will be added to the converted values.
Note on K200: gepadmin: 1. If you choose "Full Conversion" then Column BA (AMOUNT) and Column BB (TAXES) BOTH values will be convert based on selected Currency in (Column L). 2. If you choose "Partial Conversion" then Column BA (AMOUNT) only will be converted based on selected currency (Column L) and Column BB (TAXES) value (INR) will be added to the converted values.
Note on K209: gepadmin: 1. If you choose "Full Conversion" then Column BA (AMOUNT) and Column BB (TAXES) BOTH values will be convert based on selected Currency in (Column L). 2. If you choose "Partial Conversion" then Column BA (AMOUNT) only will be converted based on selected currency (Column L) and Column BB (TAXES) value (INR) will be added to the converted values.
Note on K220: gepadmin: 1. If you choose "Full Conversion" then Column BA (AMOUNT) and Column BB (TAXES) BOTH values will be convert based on selected Currency in (Column L). 2. If you choose "Partial Conversion" then Column BA (AMOUNT) only will be converted based on selected currency (Column L) and Column BB (TAXES) value (INR) will be added to the converted values.
Note on K190: gepadmin: 1. If you choose "Full Conversion" then Column BA (AMOUNT) and Column BB (TAXES) BOTH values will be convert based on selected Currency in (Column L). 2. If you choose "Partial Conversion" then Column BA (AMOUNT) only will be converted based on selected currency (Column L) and Column BB (TAXES) value (INR) will be added to the converted values.
Note on K25: gepadmin: 1. If you choose "Full Conversion" then Column BA (AMOUNT) and Column BB (TAXES) BOTH values will be convert based on selected Currency in (Column L). 2. If you choose "Partial Conversion" then Column BA (AMOUNT) only will be converted based on selected currency (Column L) and Column BB (TAXES) value (INR) will be added to the converted values.
Note on K31: gepadmin: 1. If you choose "Full Conversion" then Column BA (AMOUNT) and Column BB (TAXES) BOTH values will be convert based on selected Currency in (Column L). 2. If you choose "Partial Conversion" then Column BA (AMOUNT) only will be converted based on selected currency (Column L) and Column BB (TAXES) value (INR) will be added to the converted values.
Note on K37: gepadmin: 1. If you choose "Full Conversion" then Column BA (AMOUNT) and Column BB (TAXES) BOTH values will be convert based on selected Currency in (Column L). 2. If you choose "Partial Conversion" then Column BA (AMOUNT) only will be converted based on selected currency (Column L) and Column BB (TAXES) value (INR) will be added to the converted values.
Note on K38: gepadmin: 1. If you choose "Full Conversion" then Column BA (AMOUNT) and Column BB (TAXES) BOTH values will be convert based on selected Currency in (Column L). 2. If you choose "Partial Conversion" then Column BA (AMOUNT) only will be converted based on selected currency (Column L) and Column BB (TAXES) value (INR) will be added to the converted values.
Note on K44: gepadmin: 1. If you choose "Full Conversion" then Column BA (AMOUNT) and Column BB (TAXES) BOTH values will be convert based on selected Currency in (Column L). 2. If you choose "Partial Conversion" then Column BA (AMOUNT) only will be converted based on selected currency (Column L) and Column BB (TAXES) value (INR) will be added to the converted values.
Note on K51: gepadmin: 1. If you choose "Full Conversion" then Column BA (AMOUNT) and Column BB (TAXES) BOTH values will be convert based on selected Currency in (Column L). 2. If you choose "Partial Conversion" then Column BA (AMOUNT) only will be converted based on selected currency (Column L) and Column BB (TAXES) value (INR) will be added to the converted values.
Note on K58: gepadmin: 1. If you choose "Full Conversion" then Column BA (AMOUNT) and Column BB (TAXES) BOTH values will be convert based on selected Currency in (Column L). 2. If you choose "Partial Conversion" then Column BA (AMOUNT) only will be converted based on selected currency (Column L) and Column BB (TAXES) value (INR) will be added to the converted values.
Note on K63: gepadmin: 1. If you choose "Full Conversion" then Column BA (AMOUNT) and Column BB (TAXES) BOTH values will be convert based on selected Currency in (Column L). 2. If you choose "Partial Conversion" then Column BA (AMOUNT) only will be converted based on selected currency (Column L) and Column BB (TAXES) value (INR) will be added to the converted values.
Note on K78: gepadmin: 1. If you choose "Full Conversion" then Column BA (AMOUNT) and Column BB (TAXES) BOTH values will be convert based on selected Currency in (Column L). 2. If you choose "Partial Conversion" then Column BA (AMOUNT) only will be converted based on selected currency (Column L) and Column BB (TAXES) value (INR) will be added to the converted values.
Note on K79: gepadmin: 1. If you choose "Full Conversion" then Column BA (AMOUNT) and Column BB (TAXES) BOTH values will be convert based on selected Currency in (Column L). 2. If you choose "Partial Conversion" then Column BA (AMOUNT) only will be converted based on selected currency (Column L) and Column BB (TAXES) value (INR) will be added to the converted values.
Note on K94: gepadmin: 1. If you choose "Full Conversion" then Column BA (AMOUNT) and Column BB (TAXES) BOTH values will be convert based on selected Currency in (Column L). 2. If you choose "Partial Conversion" then Column BA (AMOUNT) only will be converted based on selected currency (Column L) and Column BB (TAXES) value (INR) will be added to the converted values.
Note on K101: gepadmin: 1. If you choose "Full Conversion" then Column BA (AMOUNT) and Column BB (TAXES) BOTH values will be convert based on selected Currency in (Column L). 2. If you choose "Partial Conversion" then Column BA (AMOUNT) only will be converted based on selected currency (Column L) and Column BB (TAXES) value (INR) will be added to the converted values.
Note on K102: gepadmin: 1. If you choose "Full Conversion" then Column BA (AMOUNT) and Column BB (TAXES) BOTH values will be convert based on selected Currency in (Column L). 2. If you choose "Partial Conversion" then Column BA (AMOUNT) only will be converted based on selected currency (Column L) and Column BB (TAXES) value (INR) will be added to the converted values.
Note on K109: gepadmin: 1. If you choose "Full Conversion" then Column BA (AMOUNT) and Column BB (TAXES) BOTH values will be convert based on selected Currency in (Column L). 2. If you choose "Partial Conversion" then Column BA (AMOUNT) only will be converted based on selected currency (Column L) and Column BB (TAXES) value (INR) will be added to the converted values.
Note on K108: gepadmin: 1. If you choose "Full Conversion" then Column BA (AMOUNT) and Column BB (TAXES) BOTH values will be convert based on selected Currency in (Column L). 2. If you choose "Partial Conversion" then Column BA (AMOUNT) only will be converted based on selected currency (Column L) and Column BB (TAXES) value (INR) will be added to the converted values.
Note on K116: gepadmin: 1. If you choose "Full Conversion" then Column BA (AMOUNT) and Column BB (TAXES) BOTH values will be convert based on selected Currency in (Column L). 2. If you choose "Partial Conversion" then Column BA (AMOUNT) only will be converted based on selected currency (Column L) and Column BB (TAXES) value (INR) will be added to the converted values.
Note on K117: gepadmin: 1. If you choose "Full Conversion" then Column BA (AMOUNT) and Column BB (TAXES) BOTH values will be convert based on selected Currency in (Column L). 2. If you choose "Partial Conversion" then Column BA (AMOUNT) only will be converted based on selected currency (Column L) and Column BB (TAXES) value (INR) will be added to the converted values.
Note on K122: gepadmin: 1. If you choose "Full Conversion" then Column BA (AMOUNT) and Column BB (TAXES) BOTH values will be convert based on selected Currency in (Column L). 2. If you choose "Partial Conversion" then Column BA (AMOUNT) only will be converted based on selected currency (Column L) and Column BB (TAXES) value (INR) will be added to the converted values.
Note on K85: gepadmin: 1. If you choose "Full Conversion" then Column BA (AMOUNT) and Column BB (TAXES) BOTH values will be convert based on selected Currency in (Column L). 2. If you choose "Partial Conversion" then Column BA (AMOUNT) only will be converted based on selected currency (Column L) and Column BB (TAXES) value (INR) will be added to the converted values.
Note on K68: gepadmin: 1. If you choose "Full Conversion" then Column BA (AMOUNT) and Column BB (TAXES) BOTH values will be convert based on selected Currency in (Column L). 2. If you choose "Partial Conversion" then Column BA (AMOUNT) only will be converted based on selected currency (Column L) and Column BB (TAXES) value (INR) will be added to the converted values.
Note on K21: gepadmin: 1. If you choose "Full Conversion" then Column BA (AMOUNT) and Column BB (TAXES) BOTH values will be convert based on selected Currency in (Column L). 2. If you choose "Partial Conversion" then Column BA (AMOUNT) only will be converted based on selected currency (Column L) and Column BB (TAXES) value (INR) will be added to the converted values.
Note on K128: gepadmin: 1. If you choose "Full Conversion" then Column BA (AMOUNT) and Column BB (TAXES) BOTH values will be convert based on selected Currency in (Column L). 2. If you choose "Partial Conversion" then Column BA (AMOUNT) only will be converted based on selected currency (Column L) and Column BB (TAXES) value (INR) will be added to the converted values.
Note on K134: gepadmin: 1. If you choose "Full Conversion" then Column BA (AMOUNT) and Column BB (TAXES) BOTH values will be convert based on selected Currency in (Column L). 2. If you choose "Partial Conversion" then Column BA (AMOUNT) only will be converted based on selected currency (Column L) and Column BB (TAXES) value (INR) will be added to the converted values.
Note on K140: gepadmin: 1. If you choose "Full Conversion" then Column BA (AMOUNT) and Column BB (TAXES) BOTH values will be convert based on selected Currency in (Column L). 2. If you choose "Partial Conversion" then Column BA (AMOUNT) only will be converted based on selected currency (Column L) and Column BB (TAXES) value (INR) will be added to the converted values.
Note on K145: gepadmin: 1. If you choose "Full Conversion" then Column BA (AMOUNT) and Column BB (TAXES) BOTH values will be convert based on selected Currency in (Column L). 2. If you choose "Partial Conversion" then Column BA (AMOUNT) only will be converted based on selected currency (Column L) and Column BB (TAXES) value (INR) will be added to the converted values.
Note on K150: gepadmin: 1. If you choose "Full Conversion" then Column BA (AMOUNT) and Column BB (TAXES) BOTH values will be convert based on selected Currency in (Column L). 2. If you choose "Partial Conversion" then Column BA (AMOUNT) only will be converted based on selected currency (Column L) and Column BB (TAXES) value (INR) will be added to the converted values.
Note on K162: gepadmin: 1. If you choose "Full Conversion" then Column BA (AMOUNT) and Column BB (TAXES) BOTH values will be convert based on selected Currency in (Column L). 2. If you choose "Partial Conversion" then Column BA (AMOUNT) only will be converted based on selected currency (Column L) and Column BB (TAXES) value (INR) will be added to the converted values.
Note on K163: gepadmin: 1. If you choose "Full Conversion" then Column BA (AMOUNT) and Column BB (TAXES) BOTH values will be convert based on selected Currency in (Column L). 2. If you choose "Partial Conversion" then Column BA (AMOUNT) only will be converted based on selected currency (Column L) and Column BB (TAXES) value (INR) will be added to the converted values.
Note on K166: gepadmin: 1. If you choose "Full Conversion" then Column BA (AMOUNT) and Column BB (TAXES) BOTH values will be convert based on selected Currency in (Column L). 2. If you choose "Partial Conversion" then Column BA (AMOUNT) only will be converted based on selected currency (Column L) and Column BB (TAXES) value (INR) will be added to the converted values.
Note on K168: gepadmin: 1. If you choose "Full Conversion" then Column BA (AMOUNT) and Column BB (TAXES) BOTH values will be convert based on selected Currency in (Column L). 2. If you choose "Partial Conversion" then Column BA (AMOUNT) only will be converted based on selected currency (Column L) and Column BB (TAXES) value (INR) will be added to the converted values.
Note on K173: gepadmin: 1. If you choose "Full Conversion" then Column BA (AMOUNT) and Column BB (TAXES) BOTH values will be convert based on selected Currency in (Column L). 2. If you choose "Partial Conversion" then Column BA (AMOUNT) only will be converted based on selected currency (Column L) and Column BB (TAXES) value (INR) will be added to the converted values.
Note on K177: gepadmin: 1. If you choose "Full Conversion" then Column BA (AMOUNT) and Column BB (TAXES) BOTH values will be convert based on selected Currency in (Column L). 2. If you choose "Partial Conversion" then Column BA (AMOUNT) only will be converted based on selected currency (Column L) and Column BB (TAXES) value (INR) will be added to the converted values.
Note on K188: gepadmin: 1. If you choose "Full Conversion" then Column BA (AMOUNT) and Column BB (TAXES) BOTH values will be convert based on selected Currency in (Column L). 2. If you choose "Partial Conversion" then Column BA (AMOUNT) only will be converted based on selected currency (Column L) and Column BB (TAXES) value (INR) will be added to the converted values.
Note on K189: gepadmin: 1. If you choose "Full Conversion" then Column BA (AMOUNT) and Column BB (TAXES) BOTH values will be convert based on selected Currency in (Column L). 2. If you choose "Partial Conversion" then Column BA (AMOUNT) only will be converted based on selected currency (Column L) and Column BB (TAXES) value (INR) will be added to the converted values.
Note on K195: gepadmin: 1. If you choose "Full Conversion" then Column BA (AMOUNT) and Column BB (TAXES) BOTH values will be convert based on selected Currency in (Column L). 2. If you choose "Partial Conversion" then Column BA (AMOUNT) only will be converted based on selected currency (Column L) and Column BB (TAXES) value (INR) will be added to the converted values.
Note on K201: gepadmin: 1. If you choose "Full Conversion" then Column BA (AMOUNT) and Column BB (TAXES) BOTH values will be convert based on selected Currency in (Column L). 2. If you choose "Partial Conversion" then Column BA (AMOUNT) only will be converted based on selected currency (Column L) and Column BB (TAXES) value (INR) will be added to the converted values.
Note on K202: gepadmin: 1. If you choose "Full Conversion" then Column BA (AMOUNT) and Column BB (TAXES) BOTH values will be convert based on selected Currency in (Column L). 2. If you choose "Partial Conversion" then Column BA (AMOUNT) only will be converted based on selected currency (Column L) and Column BB (TAXES) value (INR) will be added to the converted values.
Note on K203: gepadmin: 1. If you choose "Full Conversion" then Column BA (AMOUNT) and Column BB (TAXES) BOTH values will be convert based on selected Currency in (Column L). 2. If you choose "Partial Conversion" then Column BA (AMOUNT) only will be converted based on selected currency (Column L) and Column BB (TAXES) value (INR) will be added to the converted values.
Note on K210: gepadmin: 1. If you choose "Full Conversion" then Column BA (AMOUNT) and Column BB (TAXES) BOTH values will be convert based on selected Currency in (Column L). 2. If you choose "Partial Conversion" then Column BA (AMOUNT) only will be converted based on selected currency (Column L) and Column BB (TAXES) value (INR) will be added to the converted values.
Note on K155: gepadmin: 1. If you choose "Full Conversion" then Column BA (AMOUNT) and Column BB (TAXES) BOTH values will be convert based on selected Currency in (Column L). 2. If you choose "Partial Conversion" then Column BA (AMOUNT) only will be converted based on selected currency (Column L) and Column BB (TAXES) value (INR) will be added to the converted values.
Note on K84: gepadmin: 1. If you choose "Full Conversion" then Column BA (AMOUNT) and Column BB (TAXES) BOTH values will be convert based on selected Currency in (Column L). 2. If you choose "Partial Conversion" then Column BA (AMOUNT) only will be converted based on selected currency (Column L) and Column BB (TAXES) value (INR) will be added to the converted values.
Note on K87: gepadmin: 1. If you choose "Full Conversion" then Column BA (AMOUNT) and Column BB (TAXES) BOTH values will be convert based on selected Currency in (Column L). 2. If you choose "Partial Conversion" then Column BA (AMOUNT) only will be converted based on selected currency (Column L) and Column BB (TAXES) value (INR) will be added to the converted values.
Note on K88: gepadmin: 1. If you choose "Full Conversion" then Column BA (AMOUNT) and Column BB (TAXES) BOTH values will be convert based on selected Currency in (Column L). 2. If you choose "Partial Conversion" then Column BA (AMOUNT) only will be converted based on selected currency (Column L) and Column BB (TAXES) value (INR) will be added to the converted values.
Note on K89: gepadmin: 1. If you choose "Full Conversion" then Column BA (AMOUNT) and Column BB (TAXES) BOTH values will be convert based on selected Currency in (Column L). 2. If you choose "Partial Conversion" then Column BA (AMOUNT) only will be converted based on selected currency (Column L) and Column BB (TAXES) value (INR) will be added to the converted values.
Note on K115: gepadmin: 1. If you choose "Full Conversion" then Column BA (AMOUNT) and Column BB (TAXES) BOTH values will be convert based on selected Currency in (Column L). 2. If you choose "Partial Conversion" then Column BA (AMOUNT) only will be converted based on selected currency (Column L) and Column BB (TAXES) value (INR) will be added to the converted values.

## Macros
Please Enable Macros to View BoQ information